{"text_format":"1","workbook":"xlsx","n_sheets":17,"sheets":["流出係数算出","降雨強度","01流出計算（Q-Tグラフ）","浸透施設能力","02流出計算（QT-Sグラフ）","03-①調整池容量の概算","04-①調節計算（自然調節方式）","04-②調節計算（2段）","04-③調節計算（ポンプ）","浸透施設能力（貯留浸透モデル_道路管理者用）","１．行為区域の概要","２．使用降雨強度及びピーク流入量","３．流出抑制施設諸元 （一定量）","３．流出抑制施設諸元 （浸透施設）","３．流出抑制施設諸元（調整池諸元）","３．流出抑制施設諸元（調整池諸元_ポンプ排水）","３．流出抑制施設諸元 （調節計算結果）"],"not_rendered":{"charts":6,"images":0,"macros":1,"external_links":0,"defined_names":2,"comments":0,"pivot_tables":0},"unopened":[],"bounds":{"document_bytes":16777216,"sheet_cells":100000,"rows_first":2000,"rows_last":500,"rows_between":2000,"halvings":0,"cell_chars":16384,"cell_head_chars":4096},"cells_cut":0,"cells_raw":0,"read":"whole","date_system":"1900"}

{"sheet":"流出係数算出","index":0,"n_rows":32,"n_cols":10,"rows_kept":32,"cut":false,"hidden":false,"merged":[[4,1,4,7],[6,1,6,3],[7,1,7,4],[1,4,2,5],[19,2,20,3],[21,2,23,3],[24,2,26,3],[27,1,31,3],[8,1,18,1],[8,2,18,3],[19,1,26,1]]}
[null,null,null,null,null,null,null,null,"行為前Σan","行為後Σan"]
[null,null,null,null,"流出係数算定結果",null,"行為前","行為後",{"$f":"SUM($G$9:$G$96)","v":0},{"$f":"SUM($H$9:$H$96)","v":0}]
[null,null,null,null,null,null,{"$f":"$I$4/$I$2","v":{"$error":"#DIV/0!"}},{"$f":"$J$4/$J$2","v":{"$error":"#DIV/0!"}},"行為前Σ(fn*an)","行為後Σ(fn*an)"]
[null,null,null,null,null,null,null,null,{"$f":"SUM($I$9:$I$96)","v":0},{"$f":"SUM($J$9:$J$96)","v":0}]
[null,"雨水浸透阻害行為の技術基準として設定する流出係数"]
[]
[null,"区分",null,null,"土地利用の形態の細区分","流出係数","行為前面積\n（ha）","行為後面積\n（ha）"]
[null,"計",null,null,null,"－",{"$f":"SUM(G9:G32)","v":0},{"$f":"SUM(H9:H32)","v":0}]
[null,"宅地等に該当する土地","第１号関連",null,"宅地",0.9,null,null,{"$f":"$F9*$G9","v":0},{"$f":"$F9*$H9","v":0}]
[null,null,null,null,"池沼",1,null,null,0,0]
[null,null,null,null,"水路",1,null,null,0,0]
[null,null,null,null,"ため池",1,null,null,0,0]
[null,null,null,null,"道路(法面を有しないもの）",0.9,null,null,0,0]
[null,null,null,null,"道路（法面を有するもの）",null,null,null,0,0]
[null,null,null,null,"鉄道線路（法面を有しないもの）",0.9,null,null,0,0]
[null,null,null,null,"鉄道線路（法面を有するもの）",null,null,null,0,0]
[null,null,null,null,"飛行場（法面を有しないもの）",0.9,null,null,0,0]
[null,null,null,null,"飛行場（法面を有するもの）",null,null,null,0,0]
[null,null,null,null,"太陽光パネル",0.9,null,null,0,0]
[null,"宅地等以外の土地","第２号\n関　連",null,"不浸透性材料により舗装された土地（法面を除く）",0.95,null,null,0,0]
[null,null,null,null,"不浸透性材料により覆われた法面",1,null,null,0,0]
[null,null,"第３号\n関　連",null,"ゴルフ場（雨水を排除するための排水施設を伴うものに限る）",0.5,null,null,0,0]
[null,null,null,null,"運動場その他これに類する施設（雨水を排除するための排水施設を伴うものに限る）",0.8,null,null,0,0]
[null,null,null,null,"ローラーその他これに類する建設機械を用いて締め固められた土地",0.5,null,null,0,0]
[null,null,"上記第１号から第３号に掲げる土地以外の土地",null,"山地",0.3,null,null,0,0]
[null,null,null,null,"人工的に造成され植生に覆われた法面",0.4,null,null,0,0]
[null,null,null,null,"林地、耕地、原野その他ローラーその他これに類する建設機械を用いて締め固められていない土地",0.2,null,null,0,0]
[null,"そ\n\n\nの\n\n\n他",null,null,null,null,null,null,0,0]
[null,null,null,null,null,null,null,null,0,0]
[null,null,null,null,null,null,null,null,0,0]
[null,null,null,null,null,null,null,null,0,0]
[null,null,null,null,null,null,null,null,0,0]

{"sheet":"降雨強度","index":1,"n_rows":146,"n_cols":32,"rows_kept":146,"cut":false,"hidden":false,"merged":[[2,13,2,17]]}
["※降雨は対象地域の降雨に変更して下さい"]
["時","分","降雨量\n（mm/h）","時","分","降雨量\n（mm/h）","時","分","降雨量\n（mm/h）","時","分","降雨量\n（mm/h）",null,null,null,null,null,null,null,null,"タルボット","シャーマン","久野・石黒","クリーブランド","久野・石黒 任意のn"]
[0,"0－10",4,6,"0－10",12,12,"0－10",48,18,"0－10",16,null,"降雨強度式",null,null,null,null,null,1,85.829596412556057,340.36267908144981,123.78512674950612,106.78769568607311,106.78769568607311,2.2552147480444091,null,85.829596412556057,340.36267908144981,123.78512674950612,106.78769568607311,106.78769568607311]
[null,"10－20",4,null,"10－20",12,null,"10－20",48,null,"10－20",16,null,null,null,null,null,null,null,2,32.684335475988846,64.399040563598135,104.45056191118097,69.15231410919904,69.15231410919904,2.2810511692475757,null,59.256965944272451,202.38085982252397,114.11784433034354,87.970004897636073,87.970004897636073]
[null,"20－30",4,null,"20－30",12,null,"20－30",48,null,"20－30",16,null,4,null,null,null,null,null,3,17.230748962518931,43.180757272937115,94.761844095956945,52.655440197203518,52.655440197203518,2.3075733567748102,null,45.248226950354614,149.31415897266169,107.66584425221468,76.198483330825226,76.198483330825226]
[null,"30－40",4,null,"30－40",12,null,"30－40",48,null,"30－40",16,null,null,null,null,null,null,null,4,10.641552418534644,33.40303996464263,88.07268440124767,42.841794071058416,42.841794071058416,2.3348099847412414,null,36.596558317399619,120.33637922065692,102.76755428947293,67.85931101588352,67.85931101588352]
[null,"40－50",4,null,"40－50",12,null,"40－50",48,null,"40－50",16,null,null,"タルボット式　I = a / ( t + b)",null,null,null,null,5,7.2253237127450234,27.615400455007716,82.965532081395452,36.249964292071866,36.249964292071866,2.3627913731234003,null,30.722311396468701,101.79218346752708,98.807149847857431,61.537441671121186,61.537441671121186]
[null,"50－60",4,null,"50－60",12,null,"50－60",48,null,"50－60",16,null,null,"シャーマン式 I = a / tn",null,null,null,null,6,5.2266172915154243,23.735463325174521,78.847573187134572,31.491606652782764,31.491606652782764,2.3915496085080576,null,26.473029045643155,88.782730110468322,95.480553737736955,56.529802501398116,56.529802501398116]
[1,"0－10",3,7,"0－10",8,13,"0－10",46,19,"0－10",30,null,null,"久野・石黒  I = a / (t0.5 + b)",null,null,null,null,7,3.956479432094909,20.92957560774164,75.409083096576865,27.885103168886985,27.885103168886985,2.421118675679736,null,23.256379100850548,79.089422324364506,92.613200788999805,52.437702596753667,52.437702596753667]
[null,"10－20",3,null,"10－20",8,null,"10－20",46,null,"10－20",30,null,null,"クリーブランド　I = a / (tn + b)",null,null,null,null,8,3.0991707794199499,18.793557180931657,72.466586118085388,25.05265194246067,25.05265194246067,2.4515346012001373,null,20.736728060671723,71.552439181435403,90.094873955135498,49.014571264967046,49.014571264967046]
[null,"20－30",3,null,"20－30",8,null,"20－30",46,null,"20－30",30,null,null,"久野・石黒変形　任意のn",null,null,null,null,9,2.4932722888197816,17.105939717848628,69.902047318264863,22.766699873632206,22.766699873632206,2.4828356102807447,null,18.70967741935484,65.50282812992576,87.851226551038764,46.098141110374286,46.098141110374286]
[null,"30－40",3,null,"30－40",8,null,"30－40",46,null,"30－40",30,null,null,null,null,null,null,null,10,2.049234481371883,15.734490986895935,67.634925166211701,20.881530888237421,20.881530888237421,2.5150622984106121,null,17.043633125556546,60.525994415622783,85.829596412556057,43.576480088160601,43.576480088160601]
[null,"40－50",3,null,"40－50",8,null,"40－50",46,null,"40－50",30,null,null,null,null,null,null,null,11,1.71411845825304,14.59505010865189,65.607768164492541,19.299309585441335,19.299309585441335,2.548257819384844,null,15.650040883074407,56.350454024079966,83.991248390004827,41.369464587913392,41.369464587913392]
[null,"50－60",3,null,"50－60",8,null,"50－60",46,null,"50－60",30,null,null,"降雨強度式",null,null,null,null,12,1.4549924630522355,13.631331755531846,63.778146406875521,17.951814167698842,17.951814167698842,2.5824680916050511,null,14.467120181405894,52.790527168367625,82.306823224744051,39.417993719562183,39.417993719562183]
[2,"0－10",0,8,"0－10",34,14,"0－10",41,20,"0－10",7,null,null,"a",1914,null,null,null,13,1.2504959819486601,12.804173028312107,62.113834165095341,16.789973205424133,16.789973205424133,2.6177420247522605,null,13.450456781447645,49.714653772978743,80.753516374001848,37.677376756936177,37.677376756936177]
[null,"10－20",0,null,"10－20",34,null,"10－20",41,null,"10－20",7,null,null,"b",12.3,null,null,null,14,1.0862811451858363,12.08542719840159,60.589784403288377,15.777561777341077,15.777561777341077,2.6541317692372104,null,12.567301378857517,47.026851874794659,79.313249804665162,36.113104258393669,36.113104258393669]
[null,"20－30",0,null,"20－30",34,null,"20－30",41,null,"20－30",7,null,null,"n",{"$f":"3/4","v":0.75},null,null,null,15,0.95242025237183725,11.45431066939841,59.186148839171437,14.887241836316321,14.887241836316321,2.6916929911387797,null,11.792975970425138,44.65534912776824,77.971443073632244,34.698046763588515,34.698046763588515]
[null,"30－40",0,null,"30－40",34,null,"30－40",41,null,"30－40",7,null,null,null,null,null,null,null,16,0.84186653764498942,10.895121246375993,57.886937131543164,14.097986273600554,14.097986273600554,2.7304851757428423,null,11.108531630876378,42.545334885181227,76.716161452251683,33.410542982964266,33.410542982964266]
[null,"40－50",0,null,"40－50",34,null,"40－50",41,null,"40－50",7,null,1,null,null,null,null,null,17,0.74950597399768526,10.395760229669236,56.679082235248416,13.393352182493118,13.393352182493118,2.7705719632065211,null,10.499177180471749,40.654183434856989,75.537509733604438,32.233061171171848,32.233061171171848]
[null,"50－60",0,null,"50－60",34,null,"50－60",41,null,"50－60",7,null,null,null,null,null,null,null,18,0.6715542346323673,9.9467449916038504,55.55177252721046,12.760292974789536,12.760292974789536,2.8120215204146461,null,9.9531981279251163,38.948214632454039,74.427190999915879,31.151240715817273,31.151240715817273]
[3,"0－10",1,9,"0－10",42,15,"0－10",35,21,"0－10",8,null,null,null,null,null,null,null,19,0.60516231820801636,9.5405313186503236,54.495964184748573,12.188322458548782,12.188322458548782,2.854906953661839,null,9.4611962432031635,37.400441826464373,73.378179062275493,30.153192386487355,30.153192386487355]
[null,"10－20",1,null,"10－20",42,null,"10－20",35,null,"10－20",8,null,null,null,null,null,null,null,20,0.54815220815544308,9.1710373139126204,53.504018396128913,11.668914707308318,11.668914707308318,2.899306767505891,null,9.0155440414507773,35.988971600836784,72.384471028968164,29.228978502528403,29.228978502528403]
[null,"20－30",1,null,"20－30",42,null,"20－30",35,null,"20－30",8,null,null,null,null,null,null,null,21,0.49883577017473613,8.8333019269101669,52.569426914049927,11.195065474188141,11.195065474188141,2.9453053759494878,null,8.6099865047233468,34.695844473506945,71.440897499686344,28.370220739274103,28.370220739274103]
[null,"30－40",1,null,"30－40",42,null,"30－40",35,null,"30－40",8,null,null,null,null,null,null,null,22,0.45588822216137714,8.5232355061199314,51.686601338610444,10.760966515226642,10.760966515226642,2.9929936730637792,null,8.2393456736978035,33.506180429534808,70.542974946910164,27.569800092726492,27.569800092726492]
[null,"40－50",1,null,"40－50",42,null,"40－50",35,null,"40－50",8,null,null,null,null,null,null,null,23,0.41825815842545921,8.237434559750568,50.850709166638808,10.361760255001059,10.361760255001059,3.0424696712938157,null,7.8992983904250922,32.407539304761578,69.686789478202712,26.821624447607995,26.821624447607995]
[null,"50－60",1,null,"50－60",42,null,"50－60",35,null,"50－60",8,null,null,null,null,null,null,null,24,0.38510253746426315,7.9730421508904783,50.057544690274653,9.9933525526145104,9.9933525526145104,3.0938392170305633,null,7.5862068965517242,31.389435256683615,68.868904278705713,26.120446451983266,26.120446451983266]
[4,"0－10",7,10,"0－10",34,16,"0－10",24,22,"0－10",1,null,null,null,null,null,null,null,25,0.3557390195485084,7.727641269660694,49.303426226925012,9.6522681043140892,9.6522681043140892,3.1472167946036507,null,7.2969881814715967,30.442963497202697,68.086285156634489,25.461719318076497,25.461719318076497]
[null,"10－20",7,null,"10－20",34,null,"10－20",24,null,"10－20",1,null,null,null,null,null,null,null,26,0.32961055685680662,7.4991723973339504,48.585113496593522,9.3355375559339109,9.3355375559339109,3.2027264317445088,null,7.0290121189864117,29.560509993361592,67.336240092786753,24.84148155799409,24.84148155799409]
[null,"20－30",7,null,"20－30",34,null,"20－30",24,null,"20－30",1,null,null,null,null,null,null,null,27,0.3062587639516039,7.2858690627977012,47.899740592844864,9.0406084891523051,9.0406084891523051,3.2605027218185114,null,6.7800212539851223,28.735523292229598,66.61636974093706,24.256264036925877,24.256264036925877]
[null,"30－40",7,null,"30－40",34,null,"30－40",24,null,"30－40",1,null,null,null,null,null,null,null,28,0.28530366549438213,7.0862069493888384,47.244761150425575,8.7652745853870329,8.7652745853870329,3.3206919808108069,null,6.5480670543961681,27.962333422842427,65.924526576990218,23.703014413656632,23.703014413656632]
[null,"40－50",7,null,"40－50",34,null,"40－50",24,null,"40－50",1,null,null,null,null,null,null,null,29,0.26642813353979022,6.898863324964509,46.617903145194987,8.5076187746849428,8.5076187746849428,3.3834535603153881,null,6.3314588157459477,27.236006867743189,65.258780941411075,23.179035253692092,23.179035253692092]
[null,"50－60",7,null,"50－60",34,null,"50－60",24,null,"50－60",1,null,null,null,null,null,null,null,30,0.24936581310814177,6.7226844205356429,46.017131369305162,8.2659672478823722,8.2659672478823722,3.4489613416745897,null,6.1287223823246872,26.552229452836272,64.617392622340873,22.681932986831768,22.681932986831768]
[5,"0－10",9,11,"0－10",29,17,"0－10",13,23,"0－10",6,null,null,null,null,null,null,null,31,0.23389167019109891,6.5566589893662695,45.440616072862667,8.0388519827625942,8.0388519827625942,3.5174054411847919,null,5.9385665529010234,25.907211050788852,63.998786927196413,22.209575535087602,22.209575535087602]
[null,"10－20",9,null,"10－20",29,null,"10－20",13,null,"10－20",6,null,null,null,null,null,null,null,32,0.21981453084768532,6.3998967156414892,44.886706598010733,7.8249799986359676,7.8249799986359676,3.5889941620599757,null,5.7598555522118566,25.297607477815497,63.401534416909364,21.760056924573487,21.760056924573487]
[null,"20－30",9,null,"20－30",29,null,"20－30",13,null,"20－30",6,null,null,null,null,null,null,null,33,0.20697114604791977,6.251610460728557,44.353909083804638,7.623207969627174,7.623207969627174,3.663956235937917,null,5.5915863277826467,24.720456053055287,62.82433364923952,21.331667562302385,21.331667562302385]
[null,"30－40",9,null,"30－40",29,null,"30－40",13,null,"30－40",6,null,null,null,null,null,null,null,34,0.19522143579825979,6.1111015702564373,43.840867512586556,7.4325211368478676,7.4325211368478676,3.7425434053965319,null,5.4328697133125177,24.173122097678849,62.265996409926196,20.922869138024311,20.922869138024311]
[null,"40－50",9,null,"40－50",29,null,"40－50",13,null,"40－50",6,null,null,null,null,null,null,null,35,0.18444465214946604,5.9777476405209882,43.346347516344395,7.2520156927789685,7.2520156927789685,3.8250334097189125,null,5.2829147115650015,23.653254256045766,61.725435012966727,20.532273325303017,20.532273325303017]
[null,"50－60",9,null,"50－60",29,null,"50－60",13,null,"50－60",6,null,null,null,null,null,null,null,36,0.17453626363752051,5.85099227461194,42.869222476077084,7.0808839881253789,7.0808839881253789,3.9117334494578699,null,5.1410153102336826,23.158746978783718,61.201651331386458,20.158623621492527,20.158623621492527]
[null,null,null,null,null,null,null,null,null,null,null,null,null,null,null,null,null,null,null,37,0.16540541019060129,5.730336458783313,42.408461536693267,6.9184020468419476,6.9184020468419476,4.0029842220264982,null,5.0065393669892755,22.687708856621544,60.693727282881234,19.800779795150618,19.800779795150618]
[null,null,null,null,null,null,null,null,null,null,null,null,null,null,null,null,null,null,null,38,0.15697281216915826,5.6153312662619328,41.963119230395478,6.763918979472237,6.763918979472237,4.0991646414162233,null,4.8789191944940091,22.238435762138398,60.200816544657926,19.457704510527503,19.457704510527503]
[null,null,null,null,null,null,null,null,null,null,null,null,null,null,null,null,null,null,null,39,0.14916904323212066,5.5055716548636155,41.532326457302588,6.6168479661212132,6.6168479661212132,4.2006973815354058,null,4.7576435495898579,21.809387964515967,59.722137311648815,19.128451778619649,19.128451778619649]
[null,null,null,null,null,null,null,null,null,null,null,null,null,null,null,null,null,null,null,40,0.14193309643451357,5.4006911707967902,41.115282616594413,6.4766585438794664,6.4766585438794664,4.3080554161816735,null,4.6422507882609745,21.399170544672987,59.256965944272451,18.812156947751145,18.812156947751145]
[null,null,null,null,null,null,null,null,null,null,null,null,null,null,null,null,null,null,null,41,0.13521118800764498,5.3003574070763761,40.711248717207127,6.3428699835570796,6.3428699835570796,4.4217697715225768,null,4.5323229931328441,21.006516565707216,58.804631377758668,18.508027997404948,18.508027997404948]
[null,null,null,null,null,null,null,null,null,null,null,null,null,null,null,null,null,null,null,42,0.12895575483582888,5.2042680933723204,40.319541325970931,6.2150455802105853,6.2150455802105853,4.542438762169013,null,4.4274809160305342,20.630272554461147,58.364510186049429,18.215337939852702,18.215337939852702]
[null,null,null,null,null,null,null,null,null,null,null,null,null,null,null,null,null,null,null,43,0.12312461059727298,5.1121477166644809,39.939527234462275,6.0927877135745803,6.0927877135745803,4.6707390535541435,null,4.3273796066018537,20.26938593032634,57.936022210431126,17.93341816714856,17.93341816714856]
[null,null,null,null,null,null,null,null,null,null,null,null,null,null,null,null,null,null,null,44,0.11768023250320425,5.0237445900572766,39.570618745059619,5.9757335598380905,5.9757335598380905,4.8074389869909737,null,4.2317046208268847,19.922894081683861,57.518626677127223,17.661652607891504,17.661652607891504]
[null,null,null,null,null,null,null,null,null,null,null,null,null,null,null,null,null,null,null,45,0.11258915603758624,4.9388283015581464,39.212269492265477,5.8635513566375721,5.8635513566375721,4.9534147272818245,null,4.1401687216093448,19.589914842125513,57.111818739685852,17.39947258008586,17.39947258008586]
[null,null,null,null,null,null,null,null,null,null,null,null,null,null,null,null,null,null,null,46,0.10782145940248711,4.8571874862664117,38.863970728370987,5.755937139686921,5.755937139686921,5.1096699570412056,null,4.052508998517891,19.269638160476401,56.715126391613794,17.146352244425014,17.146352244425014]
[null,null,null,null,null,null,null,null,null,null,null,null,null,null,null,null,null,null,null,47,0.10335032279030543,4.7786278748856148,38.525248013211694,5.6526118829417555,5.6526118829417555,5.2773600625347399,null,3.9684843458428363,18.961318792697874,56.32810770271162,16.901804577159414,16.901804577159414]
[null,null,null,null,null,null,null,null,null,null,null,null,null,null,null,null,null,null,null,48,9.9151650322710339e-002,4.702970579170028,38.195658256648585,5.5533189852033047,5.5533189852033047,5.4578220551327377,null,3.8878732480195004,18.664269871582711,55.950348339251974,16.66537779399366,16.66537779399366]
[null,null,null,null,null,null,null,null,null,null,null,null,null,null,null,null,null,null,null,49,9.5203744675757207e-002,4.6300505812321262,37.874787069870308,5.4578220551327377,5.4578220551327377,5.6526118829417555,null,3.8104718295839137,18.377857233004129,55.581459333754388,16.436652166669969,16.436652166669969]
[null,null,null,null,null,null,null,null,null,null,null,null,null,null,null,null,null,null,null,50,9.1487026164145391e-002,4.5597153988369428,37.562246387822142,5.3659029541076961,5.3659029541076961,5.8635513566375721,null,3.7360921335155184,18.101494396320785,55.221075074835746,16.215237182418722,16.215237182418722]
[null,null,null,null,null,null,null,null,null,null,null,null,null,null,null,null,null,null,null,51,8.7983789473952356e-002,4.4918239030835139,37.257672330324112,5.2773600625347399,5.2773600625347399,6.0927877135745803,null,3.6645605973578408,17.834638112139661,54.868851491610023,16.000769003597469,16.000769003597469]
[null,null,null,null,null,null,null,null,null,null,null,null,null,null,null,null,null,null,null,52,8.4677992386815504e-002,4.4262452684581604,36.960723273824897,5.1920067403907524,5.1920067403907524,6.3428699835570796,null,3.5957167011083979,17.576784403607324,54.524464410498773,15.792908190843493,15.792908190843493]
[null,null,null,null,null,null,null,null,null,null,null,null,null,null,null,null,null,null,null,53,8.1555071775113674e-002,4.3628580381812299,36.671078109578502,5.1096699570412056,5.1096699570412056,6.6168479661212132,null,3.5294117647058827,17.327465038221927,54.18760806519839,15.591337658130243,15.591337658130243]
[null,null,null,null,null,null,null,null,null,null,null,null,null,null,null,null,null,null,null,54,7.8601782918468643e-002,4.3015492902758297,36.388434667102956,5.0301890689968332,5.0301890689968332,6.9184020468419476,null,3.4655078761542644,17.086244376222925,53.857993743011434,15.39576083240555,15.39576083240555]
[null,null,null,null,null,null,null,null,null,null,null,null,null,null,null,null,null,null,null,55,7.5806058823928879e-002,4.2422138918365135,36.112508284601518,4.9534147272818245,4.9534147272818245,7.2520156927789685,null,3.4038769340209853,16.852716549234081,53.53534855285853,15.205899994130572,15.205899994130572]
[null,null,null,null,null,null,null,null,null,null,null,null,null,null,null,null,null,null,null,56,7.3156886752514083e-002,4.1847538307584955,35.843030510294284,4.8792078986439265,4.8792078986439265,7.623207969627174,null,3.3443997903197626,16.626502929261303,53.219414302098457,15.02149477813974,15.02149477813974]
[null,null,null,null,null,null,null,null,null,null,null,null,null,null,null,null,null,null,null,57,7.0644199589452228e-002,4.1290776156399716,35.579747920635782,4.8074389869909737,4.8074389869909737,8.0388519827625942,null,3.286965481710459,16.407249853583735,52.909946470844723,14.842300816891516,14.842300816891516]
[null,null,null,null,null,null,null,null,null,null,null,null,null,null,null,null,null,null,null,58,6.8258780052389056e-002,4.0750997358391032,35.322421043076702,4.7379870432686175,4.7379870432686175,8.5076187746849428,null,3.2314705385784235,16.194626575691586,52.606713273814243,14.668088510449742,14.668088510449742]
[null,null,null,null,null,null,null,null,null,null,null,null,null,null,null,null,null,null,null,59,6.5992176032750649e-002,4.0227401747274598,35.070823372568611,4.6707390535541435,4.6707390535541435,9.0406084891523051,null,3.1778183629420558,15.988323416353211,52.309494800911772,14.498641909485409,14.498641909485409]
[null,null,null,null,null,null,null,null,null,null,null,null,null,null,null,null,null,null,null,60,6.3836625615181219e-002,3.971923970091666,34.824740472223766,4.6055892964715213,4.6055892964715213,9.6522681043140892,null,3.1259186673199415,15.788050092248852,52.018082228766971,14.333757699268512,14.333757699268512]
[null,null,null,null,null,null,null,null,null,null,null,null,null,null,null,null,null,null,null,61,6.1784990531947415e-002,3.9225808164089813,34.583969149718541,4.542438762169013,4.542438762169013,10.361760255001059,null,3.0756869677004661,15.593534202480985,51.732277096323557,14.173244274070159,14.173244274070159]
[null,null,null,null,null,null,null,null,null,null,null,null,null,null,null,null,null,null,null,62,5.9830696983595999e-002,3.8746447043920398,34.348316701942167,4.4811946260789455,4.4811946260789455,11.195065474188141,null,3.0270441246243873,15.404519855737615,51.45189063834966,14.016920892650946,14.016920892650946]
[null,null,null,null,null,null,null,null,null,null,null,null,null,null,null,null,null,null,null,63,5.7967682909662699e-002,3.8280535937685727,34.117600221274643,4.4217697715225768,4.4217697715225768,12.188322458548782,null,2.9799159271368523,15.220766423007948,51.176743171411964,13.86461690660129,13.86461690660129]
[null,null,null,null,null,null,null,null,null,null,null,null,null,null,null,null,null,null,null,64,5.6190350917944443e-002,3.7827491157546547,33.891645957601668,4.3640823559431965,4.3640823559431965,13.393352182493118,null,2.9342327150084317,15.042047402582115,50.906663527446177,13.716171054247257,13.716171054247257]
[null,null,null,null,null,null,null,null,null,null,null,null,null,null,null,null,null,null,null,65,5.4493526188451824e-002,3.7386763021077059,33.670288730806078,4.3080554161816735,4.3080554161816735,14.887241836316321,null,2.8899290351804319,14.868149385651741,50.64148853057479,13.571430813661632,13.571430813661632]
[null,null,null,null,null,null,null,null,null,null,null,null,null,null,null,null,null,null,null,66,5.2872418760529172e-002,3.6957833380160992,33.453371389046424,4.2536165087506106,4.2536165087506106,16.789973205424133,null,2.8469433288710397,14.698871112202715,50.381062513278906,13.430251809041769,13.430251809041769]
[null,null,null,null,null,null,null,null,null,null,null,null,null,null,null,null,null,null,null,67,5.1322589689476672e-002,3.6540213363958856,33.240744308674493,4.2006973815354058,4.2006973815354058,19.299309585441335,null,2.805217646196688,14.534022608086195,50.125236868434065,13.292497265347643,13.292497265347643]
[null,null,null,null,null,null,null,null,null,null,null,null,null,null,null,null,null,null,null,68,4.9839920624322076e-002,3.6133441314574384,33.032264931976897,4.1492336737595679,4.1492336737595679,22.766699873632206,null,2.7646973855265062,14.373424395194595,49.873869634074403,13.158037506647819,13.158037506647819]
[null,null,null,null,null,null,null,null,null,null,null,null,null,null,null,null,null,null,null,69,4.8420586418870926e-002,3.5737080896309408,32.827797339442895,4.0991646414162233,4.0991646414162233,27.885103168886985,null,2.7253310551046561,14.216906767577731,49.626825108065248,13.02674949410823,13.02674949410823]
[null,null,null,null,null,null,null,null,null,null,null,null,null,null,null,null,null,null,null,70,4.7061030433525275e-002,3.5350719361673555,32.627211853495282,4.0504329056708457,4.0504329056708457,36.249964292071866,null,2.6870700547522115,14.064309127129011,49.383973490142822,12.898516399987697,12.898516399987697]
[null,null,null,null,null,null,null,null,null,null,null,null,null,null,null,null,null,null,null,71,4.5757942231006155e-002,3.4973965959082989,32.430384670978583,4.0029842220264982,4.0029842220264982,52.655440197203518,null,2.649868475702617,13.915479373168157,49.145190549027831,12.77322721438261,12.77322721438261]
[null,null,null,null,null,null,null,null,null,null,null,null,null,null,null,null,null,null,null,72,4.4508237404244255e-002,3.4606450468861567,32.23719752197303,3.9567672682721877,3.9567672682721877,106.78769568607311,null,2.6136829168373619,13.770273340858685,48.91035731254096,12.650776381797742,12.650776381797742]
[null,null,null,null,null,null,null,null,null,null,null,null,null,null,null,null,null,null,null,73,4.3309039306336672e-002,3.424782185555614,32.047537352674226,3.9117334494578699,3.9117334494578699,69.15231410919904,null,2.5784723157752931,13.628554283936724,48.679359778844152,12.531063464916373,12.531063464916373]
[null,null,null,null,null,null,null,null,null,null,null,null,null,null,null,null,null,null,null,74,4.2157662480462932e-002,3.3897747025889657,31.861296030409903,3.8678367183150613,3.8678367183150613,42.841794071058416,null,2.544197793433471,13.490192397702295,48.452088647108553,12.413992833205546,12.413992833205546]
[null,null,null,null,null,null,null,null,null,null,null,null,null,null,null,null,null,null,null,75,4.1051597611470925e-002,3.3555909682752372,31.678370068919776,3.8250334097189125,3.8250334097189125,31.491606652782764,null,2.5108225108225111,13.355064378643268,48.228439066066038,12.299473374225723,12.299473374225723]
[null,null,null,null,null,null,null,null,null,null,null,null,null,null,null,null,null,null,null,76,3.9988497841676462e-002,3.3222009266606847,31.498660372303675,3.7832820879164046,3.7832820879164046,25.05265194246067,null,2.4783115369675,13.223053017432971,48.008310399042848,12.187418225721654,12.187418225721654]
[null,null,null,null,null,null,null,null,null,null,null,null,null,null,null,null,null,null,null,77,3.8966166310473227e-002,3.2895759976629506,31.322071996125032,3.7425434053965319,3.7425434053965319,20.881530888237421,null,2.4466317269589672,13.094046822371022,47.791606004199764,12.077744526756392,12.077744526756392]
[null,null,null,null,null,null,null,null,null,null,null,null,null,null,null,null,null,null,null,78,3.7982544795653439e-002,3.2576889864579925,31.148513924340477,3.7027799723693988,3.7027799723693988,17.951814167698842,null,2.4157516092389248,12.967939670628548,47.578233028816953,11.970373186315534,11.970373186315534]
[null,null,null,null,null,null,null,null,null,null,null,null,null,null,null,null,null,null,null,79,3.7035703344940885e-002,3.2265139995175787,30.977898860796813,3.663956235937917,3.663956235937917,15.777561777341077,null,2.3856412813162162,12.844630484918282,47.368102216563528,11.865228667956323,11.865228667956323]
[null,null,null,null,null,null,null,null,null,null,null,null,null,null,null,null,null,null,null,80,3.6123830801642498e-002,3.1960263667265281,30.810143034204884,3.6260383681333224,3.6260383681333224,14.097986273600554,null,2.356272313184784,12.724022933440885,47.161127726784045,11.762238789208535,11.762238789208535]
[null,null,null,null,null,null,null,null,null,null,null,null,null,null,null,null,null,null,null,81,3.5245226136652263e-002,3.166202569078564,30.645166015555787,3.5889941620599757,3.5889941620599757,12.760292974789536,null,2.3276176577891281,12.606025151164808,46.957226964917034,11.661334534552381,11.661334534552381]
[null,null,null,null,null,null,null,null,null,null,null,null,null,null,null,null,null,null,null,82,3.4398290509216167e-002,3.1370201714739778,30.48289054703946,3.5527929354751677,3.5527929354751677,11.668914707308318,null,2.2996515679442511,12.490549480680773,46.7563204232356,11.562449880905097,11.562449880905097]
[null,null,null,null,null,null,null,null,null,null,null,null,null,null,null,null,null,null,null,83,3.3581519987791353e-002,3.1084577602143781,30.323242381622094,3.5174054411847919,3.5174054411847919,10.760966515226642,null,2.2723495191736913,12.377512231036599,46.558331531167966,11.465521634643407,11.465521634643407]
[null,null,null,null,null,null,null,null,null,null,null,null,null,null,null,null,null,null,null,84,3.2793498868727511e-002,3.0804948848058302,30.166150132507482,3.4828037837042984,3.4828037837042984,9.9933525526145104,null,2.2456881379795846,12.26683345310528,46.363186514517245,11.370489279275084,11.370489279275084]
[null,null,null,null,null,null,null,null,null,null,null,null,null,null,null,null,null,null,null,85,3.2032893537262908e-002,3.0531120037312576,30.011545131754701,3.4489613416745897,3.4489613416745897,9.3355375559339109,null,2.2196451351037925,12.158436730171468,46.170814262955332,11.277294832950373,11.277294832950373]
[null,null,null,null,null,null,null,null,null,null,null,null,null,null,null,null,null,null,null,86,3.129844682078442e-002,3.0262904338708267,29.859361297406394,3.4158526955749267,3.4158526955749267,8.7652745853870329,null,2.1941992433795714,12.052248982540066,45.98114620521639,11.185882715073914,11.185882715073914]
[null,null,null,null,null,null,null,null,null,null,null,null,null,null,null,null,null,null,null,87,3.0588972791065316e-002,3.0000123032946249,29.709535008511466,3.3834535603153881,3.3834535603153881,8.2659672478823722,null,2.1693301598095887,11.948200285077474,45.794116191461164,11.096199621341057,11.096199621341057]
[null,null,null,null,null,null,null,null,null,null,null,null,null,null,null,null,null,null,null,88,2.9903351973160852e-002,2.974260507157851,29.56200498752105,3.3517407223279179,3.3517407223279179,7.8249799986359676,null,2.1450184915387203,11.846223696692025,45.60966038232548,11.008194406579545,11.008194406579545]
[null,null,null,null,null,null,null,null,null,null,null,null,null,null,null,null,null,null,null,89,2.9240526926685106e-002,2.949018666471602,29.416712189505233,3.3206919808108069,3.3206919808108069,7.4325211368478676,null,2.1212457054194838,11.746255100846851,45.427717144203903,10.921817974829334,10.921817974829334]
[null,null,null,null,null,null,null,null,null,null,null,null,null,null,null,null,null,null,null,90,2.8599498165760906e-002,2.9242710895182427,29.273599697767622,3.2902860928046493,3.2902860928046493,7.0808839881253789,null,2.0979940808944426,11.648233056276533,45.248226950354614,10.837023176140171,10.837023176140171]
[null,null,null,null,null,null,null,null,null,null,null,null,null,null,null,null,null,null,null,91,2.7979320389249551e-002,2.9000027357308227,29.132612625377533,3.2605027218185114,3.2605027218185114,6.763918979472237,null,2.075246665943836,11.552098657149658,45.071132287442772,10.753764709609163,10.753764709609163]
[null,null,null,null,null,null,null,null,null,null,null,null,null,null,null,null,null,null,null,92,2.7379098992952322e-002,2.8761991818394108,28.993698022277385,3.2313223897327816,3.2313223897327816,6.4766585438794664,null,2.052987235868283,11.45779540198324,44.896377567169239,10.671999032219203,10.671999032219203]
[null,null,null,null,null,null,null,null,null,null,null,null,null,null,null,null,null,null,null,93,2.679798684195589e-002,2.8528465901258642,28.856804787549663,3.2027264317445088,3.2027264317445088,6.2150455802105853,null,2.0312002546959569,11.365269070672948,44.723909042657205,10.591684273074314,10.591684273074314]
[null,null,null,null,null,null,null,null,null,null,null,null,null,null,null,null,null,null,null,94,2.6235181279787412e-002,2.8299316786385589,28.721883586526019,3.174696954127171,3.174696954127171,5.9757335598380905,null,2.0098708390213167,11.274467609055559,44.553674729294102,10.512780152659982,10.512780152659982]
[null,null,null,null,null,null,null,null,null,null,null,null,null,null,null,null,null,null,null,95,2.5689921355080969e-002,2.8074416932117856,28.588886772424303,3.1472167946036507,3.1472167946036507,5.755937139686921,null,1.9889847240985141,11.185341020467732,44.385624329748104,10.435247906785705,10.435247906785705]
[null,null,null,null,null,null,null,null,null,null,null,null,null,null,null,null,null,null,null,96,2.5161485247764404e-002,2.7853643811854454,28.457768312224289,3.1202694851459682,3.1202694851459682,5.5533189852033047,null,1.9685282320271522,11.09784126380854,44.219709162898894,10.359050214893625,10.359050214893625]
[null,null,null,null,null,null,null,null,null,null,null,null,null,null,null,null,null,null,null,97,2.4649187879390411e-002,2.7636879666806635,28.328483716504707,3.0938392170305633,3.0938392170305633,5.3659029541076961,null,1.948488241881299,11.011922157652583,44.055882096441223,10.284151132441428,10.284151132441428]
[null,null,null,null,null,null,null,null,null,null,null,null,null,null,null,null,null,null,null,98,2.4152378691070453e-002,2.7424011273431006,28.200989972984644,3.0679108079856405,3.0679108079856405,5.1920067403907524,null,1.9288521616446641,10.927539289996364,43.894097482936566,10.210516027089838,10.210516027089838]
[null,null,null,null,null,null,null,null,null,null,null,null,null,null,null,null,null,null,null,99,2.3670439577188063e-002,2.7214929724430021,28.075245483581057,3.0424696712938157,3.0424696712938157,5.0301890689968332,null,1.9096079018258008,10.8446499332534,43.734311099104694,10.138111518445434,10.138111518445434]
[null,null,null,null,null,null,null,null,null,null,null,null,null,null,null,null,null,null,null,100,2.3202782962044921e-002,2.7009530222414924,27.951210004694985,3.017501786708408,3.017501786708408,4.8792078986439265,null,1.890743850637163,10.763212964143282,43.576480088160601,10.066905421128064,10.066905421128064]
[null,null,null,null,null,null,null,null,null,null,null,null,null,null,null,null,null,null,null,101,2.2748850007644705e-002,2.6807711885426215,27.828844590599147,2.9929936730637792,2.9929936730637792,4.7379870432686175,null,1.8722488506309303,10.683188788147234,43.420562905016425,9.9968666909492097,9.9968666909492097]
[null,null,null,null,null,null,null,null,null,null,null,null,null,null,null,null,null,null,null,102,2.2308108943889238e-002,2.6609377563436283,27.708111539697711,2.9689323624647841,2.9689323624647841,4.6055892964715213,null,1.8541121766928219,10.604539268227592,43.266519264179969,9.9279653740032838,9.9279653740032838]
[null,null,null,null,null,null,null,null,null,null,null,null,null,null,null,null,null,null,null,103,2.1880053509846675e-002,2.6414433665215711,27.588974343497284,2.9453053759494878,2.9453053759494878,4.4811946260789455,null,1.836323515302696,10.527227657531416,43.114310090192753,9.8601725584881983,9.8601725584881983]
[null,null,null,null,null,null,null,null,null,null,null,null,null,null,null,null,null,null,null,104,2.1464201499782121e-002,2.6222789994758386,27.471397638125381,2.9221007005277215,2.9221007005277215,4.3640823559431965,null,1.8188729449776679,10.451218535819343,42.96389747046134,9.7934603290847324,9.7934603290847324]
[null,null,null,null,null,null,null,null,null,null,null,null,null,null,null,null,null,null,null,105,2.1060093404145164e-002,2.6034359596806098,27.355347158254517,2.899306767505891,2.899306767505891,4.2536165087506106,null,1.801750917819825,10.376477749379927,42.815244610345083,9.7278017237363628,9.7278017237363628]
[null,null,null,null,null,null,null,null,null,null,null,null,null,null,null,null,null,null,null,106,2.066729113977317e-002,2.5849058610715474,27.240789693284569,2.876912432014592,2.876912432014592,4.1492336737595679,null,1.7849482420964282,10.302972354207206,42.668315790372816,9.6631706926823835,9.6631706926823835]
[null,null,null,null,null,null,null,null,null,null,null,null,null,null,null,null,null,null,null,107,2.0285376862062776e-002,2.5666806132298916,27.127693045658816,2.854906953661839,2.854906953661839,4.0504329056708457,null,1.7684560657858266,10.230670562235456,42.523076325468942,9.5995420596074243,9.5995420596074243]
[null,null,null,null,null,null,null,null,null,null,null,null,null,null,null,null,null,null,null,108,1.9913951853112621e-002,2.5487524083009703,27.016025991174502,2.8332799782390339,2.8332799782390339,3.9567672682721877,null,1.7522658610271904,10.159541690439767,42.379492526077328,9.5368914847799395,9.5368914847799395]
[null,null,null,null,null,null,null,null,null,null,null,null,null,null,null,null,null,null,null,109,1.9552635480948766e-002,2.5311137086096096,26.905758241206968,2.8120215204146461,2.8120215204146461,3.8678367183150613,null,1.7363694094166744,10.089556112624811,42.237531661078521,9.4751954300609924,9.4751954300609924]
[null,null,null,null,null,null,null,null,null,null,null,null,null,null,null,null,null,null,null,110,1.9201064223494768e-002,2.5137572349258335,26.796860406701853,2.7911219473542133,2.7911219473542133,3.7832820879164046,null,1.7207587880967365,10.020685213736638,42.097161922402364,9.4144311256727491,9.4144311256727491]
[null,null,null,null,null,null,null,null,null,null,null,null,null,null,null,null,null,null,null,111,1.8858890754358981e-002,2.4966759553433349,26.689303963877137,2.7705719632065211,2.7705719632065211,3.7027799723693988,null,1.7054263565891474,9.9529013465439053,41.958352391244482,9.3545765386235029,9.3545765386235029]
[null,null,null,null,null,null,null,null,null,null,null,null,null,null,null,null,null,null,null,112,1.8525783084015757e-002,2.4798630747295647,26.583061221496791,2.750362594406397,2.750362594406397,3.6260383681333224,null,1.6903647443257088,9.8861777905455632,41.821073005800308,9.2956103426929939,9.2956103426929939]
[null,null,null,null,null,null,null,null,null,null,null,null,null,null,null,null,null,null,null,113,1.8201423754874213e-002,2.4633120247162879,26.478105289670566,2.7304851757428423,2.7304851757428423,3.5527929354751677,null,1.6755668388339315,9.8204887129718532,41.685294530436323,9.2375118898881254,9.2375118898881254]
[null,null,null,null,null,null,null,null,null,null,null,null,null,null,null,null,null,null,null,114,1.788550908418074e-002,2.447016454201048,26.37441005006076,2.7109313371436201,2.7109313371436201,3.4828037837042984,null,1.6610257745378809,9.7558091317545657,41.550988526222504,9.1802611832851024,9.1802611832851024]
[null,null,null,null,null,null,null,null,null,null,null,null,null,null,null,null,null,null,null,115,1.7577748452879405e-002,2.430970220322024,26.271950127478704,2.6916929911387797,2.6916929911387797,3.4158526955749267,null,1.6467349221371419,9.6921148803508039,41.418127322755169,9.1238388511794835,9.1238388511794835]
[null,null,null,null,null,null,null,null,null,null,null,null,null,null,null,null,null,null,null,116,1.7277863637559676e-002,2.4151673798835418,26.170700862689046,2.6727623209606008,2.6727623209606008,3.3517407223279179,null,1.6326878785293868,9.6293825743122934,41.286683991202878,9.0682261224706995,9.0682261224706995]
[null,null,null,null,null,null,null,null,null,null,null,null,null,null,null,null,null,null,null,117,1.6985588180574496e-002,2.3996021812083654,26.07063828650098,2.6541317692372104,2.6541317692372104,3.2902860928046493,null,1.6188784572443542,9.5675895794994403,41.156632318513118,9.0134048032122926,9.0134048032122926]
[null,null,null,null,null,null,null,null,null,null,null,null,null,null,null,null,null,null,null,118,1.6700666798726616e-002,2.38426905638471,25.971739094941768,2.6357940272550877,2.6357940272550877,3.2313223897327816,null,1.6053006793592217,9.506713981845925,41.027946782720136,8.9593572542635034,8.9593572542635034]
[null,null,null,null,null,null,null,null,null,null,null,null,null,null,null,null,null,null,null,119,1.6422854825009381e-002,2.3691626138938773,25.873980625561671,2.6177420247522605,2.6177420247522605,3.174696954127171,null,1.5919487648673376,9.446734558585824,40.900602529298638,8.9060663699818967,8.9060663699818967]
[null,null,null,null,null,null,null,null,null,null,null,null,null,null,null,null,null,null,null,120,1.6151917683629335e-002,2.3542776315889569,25.777340834741153,2.599968920207175,2.599968920207175,3.1202694851459682,null,1.57881712447414,9.3876307508608505,40.774575348510659,8.8535155579004403,8.8535155579004403]
[null,null,null,null,null,null,null,null,null,null,null,null,null,null,null,null,null,null,null,121,1.5887630394360031e-002,2.3396090500139053,25.681798276000336,2.5824680916050511,2.5824680916050511,3.0679108079856405,null,1.5659003517957948,9.3293826376307099,40.649841653696527,8.8016887193360152,8.8016887193360152]
[null,null,null,null,null,null,null,null,null,null,null,null,null,null,null,null,null,null,null,122,1.5629777105488074e-002,2.3251519660327631,25.587332079202497,2.5652331276480709,2.5652331276480709,3.017501786708408,null,1.5531932159376776,9.2719709108143338,40.526378460462965,8.750570230879557,8.750570230879557]
[null,null,null,null,null,null,null,null,null,null,null,null,null,null,null,null,null,null,null,123,1.5378150652850309e-002,2.3109016267671905,25.493921930667966,2.548257819384844,2.548257819384844,2.9689323624647841,null,1.5406906544312968,9.2153768515944368,40.404163366724795,8.7001449267210642,8.7001449267210642]
[null,null,null,null,null,null,null,null,null,null,null,null,null,null,null,null,null,null,null,124,1.5132552143654721e-002,2.2968534238034408,25.401548054128398,2.5315361522389139,2.5315361522389139,2.9221007005277215,null,1.5283877665096224,9.1595823078219301,40.283174533558693,8.6503980817655624,8.6503980817655624]
[null,null,null,null,null,null,null,null,null,null,null,null,null,null,null,null,null,null,null,125,1.4892790563294511e-002,2.2830028876849155,25.310191192450475,2.5150622984106121,2.5150622984106121,2.876912432014592,null,1.5162798067020518,9.1045696724608334,40.163390666829827,8.6013153954987231,8.6013153954987231]
[null,null,null,null,null,null,null,null,null,null,null,null,null,null,null,null,null,null,null,126,1.4658682403904777e-002,2.26934568263664,25.219832590129045,2.4988306096363431,2.4988306096363431,2.8332799782390339,null,1.5043621787314314,9.0503218630177837,40.044790999554429,8.552882976563307,8.552882976563307]
[null,null,null,null,null,null,null,null,null,null,null,null,null,null,null,null,null,null,null,127,1.4430051312757541e-002,2.2558776015494004,25.130453976516947,2.4828356102807447,2.4828356102807447,2.7911219473542133,null,1.4926304296966388,8.99682230190386,39.927355274963581,8.5050873280099015,8.5050873280099015]
[null,null,null,null,null,null,null,null,null,null,null,null,null,null,null,null,null,null,null,128,1.420672776080778e-002,2.2425945611762472,25.042037549706947,2.4670719907499006,2.4670719907499006,2.750362594406397,null,1.4810802445252651,8.9440548976794254,39.811063730235013,8.4579153331875574,8.4579153331875574]
[null,null,null,null,null,null,null,null,null,null,null,null,null,null,null,null,null,null,null,129,1.3988548727382977e-002,2.2294925975506885,24.954565961095796,2.4515346012001373,2.4515346012001373,2.7109313371436201,null,1.4697074406818706,8.8920040271357923,39.69589708086184,8.4113542422419183,8.4113542422419183]
[null,null,null,null,null,null,null,null,null,null,null,null,null,null,null,null,null,null,null,130,1.3775357403318367e-002,2.2165678616079276,24.868022300555822,2.4362184455367242,2.4362184455367242,2.6727623209606008,null,1.4585079631181894,8.8406545181701937,39.581836505628715,8.3653916591903403,8.3653916591903403]
[null,null,null,null,null,null,null,null,null,null,null,null,null,null,null,null,null,null,null,131,1.3567002908843051e-002,2.2038166149973222,24.782390082183156,2.421118675679736,2.421118675679736,2.6357940272550877,null,1.4474778794524692,8.7899916334131483,39.468863632167299,8.3200155295452216,8.3200155295452216]
[null,null,null,null,null,null,null,null,null,null,null,null,null,null,null,null,null,null,null,132,1.336334002647277e-002,2.1912352260796979,24.697653230650758,2.4062305860848028,2.4062305860848028,2.599968920207175,null,1.4366133753659087,8.7400010545697135,39.356960523064906,8.2752141284583995,8.2752141284583995]
[null,null,null,null,null,null,null,null,null,null,null,null,null,null,null,null,null,null,null,133,1.3164228948056689e-002,2.1788201660988307,24.613796068057127,2.3915496085080576,2.3915496085080576,2.5652331276480709,null,1.4259107502048722,8.6906688674383528,39.246109662500935,8.2309760493610291,8.2309760493610291]
[null,null,null,null,null,null,null,null,null,null,null,null,null,null,null,null,null,null,null,134,1.2969535034784485e-002,2.166568005515046,24.530803301298874,2.3770713070016427,2.3770713070016427,2.5315361522389139,null,1.4153664127782297,8.6419815475732538,39.136293943387486,8.1872901930747641,8.1872901930747641]
[null,null,null,null,null,null,null,null,null,null,null,null,null,null,null,null,null,null,null,135,1.2779128589272659e-002,2.1544754105011634,24.44866000994989,2.3627913731234003,2.3627913731234003,2.4988306096363431,null,1.404976877339793,8.5939259465579045,39.027496654991651,8.1441457573714207,8.1441457573714207]
[null,null,null,null,null,null,null,null,null,null,null,null,null,null,null,null,null,null,null,136,1.259288463984376e-002,2.1425391395812312,24.367351634595252,2.3487056213596134,2.3487056213596134,2.4670719907499006,null,1.3947387597464111,8.5464892788595463,38.919701471018151,8.10153222695957,8.10153222695957]
[null,null,null,null,null,null,null,null,null,null,null,null,null,null,null,null,null,null,null,137,1.2410682735207956e-002,2.1307560404154628,24.286863965592602,2.3348099847412414,2.3348099847412414,2.4362184455367242,null,1.3846487737828257,8.4996591092358678,38.812892438131833,8.0594393638776847,8.0594393638776847]
[null,null,null,null,null,null,null,null,null,null,null,null,null,null,null,null,null,null,null,138,1.223240674966064e-002,2.1191230467165951,24.207183132297359,2.3211005106441007,2.3211005106441007,2.4062305860848028,null,1.3747037276449041,8.4534233406668875,38.707053964901149,8.0178571982745428,8.0178571982745428]
[null,null,null,null,null,null,null,null,null,null,null,null,null,null,null,null,null,null,null,139,1.2057944698000256e-002,2.1076371752976684,24.128295592653558,2.3075733567748102,2.3075733567748102,2.3770713070016427,null,1.3649005205733438,8.4077702027865335,38.602170811143971,7.9767760195587174,7.9767760195587174]
[null,null,null,null,null,null,null,null,null,null,null,null,null,null,null,null,null,null,null,140,1.1887188559853712e-002,2.0962955232389504,24.050188123211228,2.2942247873177166,2.2942247873177166,2.3487056213596134,null,1.3552361396303902,8.3626882407897654,38.498228077658737,7.936186367899853,7.936186367899853]
[null,null,null,null,null,null,null,null,null,null,null,null,null,null,null,null,null,null,null,141,1.1720034111959876e-002,2.0850952651708212,23.972847809481209,2.2810511692475757,2.2810511692475757,2.3211005106441007,null,1.345707656612529,8.3181663047924665,38.395211196324141,7.896079026065439,7.896079026065439]
[null,null,null,null,null,null,null,null,null,null,null,null,null,null,null,null,null,null,null,142,1.1556380769633279e-002,2.0740336506696622,23.896262036664666,2.2680489687927547,2.2680489687927547,2.2942247873177166,null,1.3363122250925086,8.2741935396225887,38.293105920551895,7.8564450115776028,7.8564450115776028]
[null,null,null,null,null,null,null,null,null,null,null,null,null,null,null,null,null,null,null,143,1.1396131434963763e-002,2.0631080017572003,23.820418480733679,2.2552147480444091,2.2552147480444091,2.2680489687927547,null,1.3270470775844139,8.2307593750221315,38.191898316077641,7.8172755691752727,7.8172755691752727]
[null,null,null,null,null,null,null,null,null,null,null,null,null,null,null,null,null,null,null,144,1.1239192353002636e-002,2.0523157104989878,23.745305099782854,2.2425451617061753,2.2425451617061753,2.2425451617061753,null,1.3179095228258624,8.18785351624072,38.091574752075594,7.778562163567849,7.778562163567849]

{"sheet":"01流出計算（Q-Tグラフ）","index":2,"n_rows":27,"n_cols":11,"rows_kept":27,"cut":false,"hidden":false,"merged":[[1,1,1,5],[1,7,1,24],[9,2,12,4],[17,2,18,5],[22,2,24,4]]}
[]
[null,"流 出 計 算 条 件",null,null,null,null,null,"流 出 計 算 結 果"]
[]
[null,null,null,null,null,null,null,"時刻","行為前流入量","行為後流入量","降雨強度"]
[null,1,"流出計算の実行"]
[]
[null,null,"行為面積",{"$f":"流出係数算出!H8","v":0},"ha"]
[]
[null,null,"降雨量"]
[null,null,"※「降雨強度」シートに基準降雨を入力してください。（都道府県知事等により公示されている「基準降雨」の値に変更してください。）"]
[]
[]
[]
[]
[null,null,"流出係数"]
[null,null,"行為前",{"$error":"#DIV/0!"}]
[null,null,"行為後",{"$error":"#DIV/0!"}]
[null,null,"※「流出係数算出」シートで算出した諸元が入力されていますが、必要に応じて申請図書記載値に上書きすることができます。"]
[]
[]
[null,null,"流出計算結果の指定"]
[]
[null,null,"※「流入量定義」シートに計算された流出計算結果（行為後）を入力してください。"]
[]
[]
[]
[null,null,"許容放流量",null,"m3/s"]

{"sheet":"浸透施設能力","index":3,"n_rows":62,"n_cols":24,"rows_kept":62,"cut":false,"hidden":false,"merged":[[1,1,1,8],[1,14,1,19],[2,2,2,5],[2,8,2,9],[2,15,2,16],[2,19,2,20],[3,2,3,5],[3,15,3,16],[7,2,7,5],[7,7,7,9],[7,16,7,17],[21,2,21,5],[21,7,21,9],[21,16,21,17],[35,2,35,5],[35,7,35,9],[49,2,49,5],[49,7,49,9],[7,1,9,1],[7,6,9,6],[7,14,9,14],[8,2,9,2],[8,3,9,4],[8,5,9,5],[8,15,9,15],[8,16,9,16],[8,17,9,17],[21,1,23,1],[21,6,23,6],[21,14,23,14],[22,2,23,2],[22,3,23,4],[22,5,23,5],[22,15,23,15],[22,16,23,16],[22,17,23,17],[35,1,37,1],[35,6,37,6],[35,14,37,14],[35,15,37,15],[35,16,37,16],[36,2,37,2],[36,3,37,4],[36,5,37,5],[49,1,51,1],[49,6,51,6],[49,14,51,14],[49,15,51,15],[49,16,51,16],[50,2,51,2],[50,3,51,4],[50,5,51,5]]}
[]
[null,"浸透施設能力算定結果",null,null,null,null,null,null,null,null,null,null,null,null,"空隙貯留量算定結果"]
[null,"浸透マス","浸透トレンチ",null,null,null,"透水性舗装","その他","浸透施設能力算定結果",null,null,null,null,null,"浸透マス","浸透トレンチ",null,"透水性舗装","その他","空隙貯留量算定結果"]
[null,{"$f":"SUM(K11:L20)","v":0},{"$f":"SUM(L25:L34)","v":0},null,null,null,{"$f":"SUM(L39:L48)","v":0},{"$f":"SUM(L53:L62)","v":0},{"$f":"B4+C4+G4+H4","v":0},"ｍ3/ｈｒ",null,null,null,null,{"$f":"SUM(M11:M20)","v":0},{"$f":"SUM(M25:M34)","v":0},null,{"$f":"SUM(M39:M48)/100","v":0},{"$f":"SUM(M53:M62)/100","v":0},{"$f":"O4+P4+R4+S4","v":0},"ｍ3"]
[null,null,null,null,null,null,null,null,{"$f":"I4/3600","v":0},"ｍ3/s"]
[null,null,null,null,null,null,null,"（開発エリア全体に対する全浸透施設の浸透強度:",{"$f":"I5/流出係数算出!G8*3600/10","v":{"$error":"#DIV/0!"}},"mm/hr)"]
[null,"条件設定",null,null,null,null,null,null,null,null,null,null,null,null,"条件設定"]
[null,"【浸透マス】","単位設計浸透能（ｍ3/ｈｒ/個）",null,null,null,"設置数量\n（個）","影響係数",null,null,null,null,null,null,"【浸透マス】\n1個あたり","ます部","砕石部"]
[null,null,"比浸透量（㎡）","飽和透水係数",null,"飽和透水係数\n（m/hr）",null,"（1）","（2）","（3）",null,null,null,null,null,"体積\n（ｍ3）","体積\n（ｍ3）","空隙率\n（％）"]
[null,null,null,null,null,null,null,"内容（１）","内容（２）","内容（３）",null,null,null,null,null,null,null,null,null,null,null,null,null,"単位リスト"]
[null,1,null,null,"m/hr",{"$f":"IF(E11=$X$11,0,IF(E11=$X$14,D11,IF(E11=$X$13,D11*3600,D11*3600/100)))","v":0},null,1,1,1,null,{"$f":"$C11*$F11*$G11*$H11*$I11*$J11","v":0},{"$f":"($P11+$Q11*$R11/100)*$G11","v":0},null,1]
[null,2,null,null,"単位",0,null,1,1,1,null,0,0,null,2,null,null,null,null,null,null,null,null,"cm/s"]
[null,3,null,null,"単位",0,null,1,1,1,null,0,0,null,3,null,null,null,null,null,null,null,null,"m/s"]
[null,4,null,null,"単位",0,null,1,1,1,null,0,0,null,4,null,null,null,null,null,null,null,null,"m/hr"]
[null,5,null,null,"単位",0,null,1,1,1,null,0,0,null,5]
[null,6,null,null,"単位",0,null,1,1,1,null,0,0,null,6]
[null,7,null,null,"単位",0,null,1,1,1,null,0,0,null,7]
[null,8,null,null,"単位",0,null,1,1,1,null,0,0,null,8]
[null,9,null,null,"単位",0,null,1,1,1,null,0,0,null,9]
[null,10,null,null,"単位",0,null,1,1,1,null,0,0,null,10]
[]
[null,"【浸透トレンチ】","単位設計浸透能（ｍ3/ｈｒ/m）",null,null,null,"設置数量\n（ｍ）","影響係数",null,null,null,null,null,null,"【浸透トレンチ】\n1mあたり","浸透管部","砕石部"]
[null,null,"比浸透量（㎡）","飽和透水係数",null,"飽和透水係数\n（m/hr）",null,"（1）","（2）","（3）",null,null,null,null,null,"体積\n（ｍ3）","体積\n（ｍ3）","空隙率\n（％）"]
[null,null,null,null,null,null,null,"内容（１）","内容（２）","内容（３）"]
[null,1,null,null,"m/hr",{"$f":"IF(E25=$X$11,0,IF(E25=$X$14,D25,IF(E25=$X$13,D25*3600,D25*3600/100)))","v":0},null,1,1,1,null,{"$f":"$C25*$F25*$G25*$H25*$I25*$J25","v":0},{"$f":"($P25+$Q25*$R25/100)*$G25","v":0},null,1]
[null,2,null,null,"単位",0,null,1,1,1,null,0,0,null,2]
[null,3,null,null,"単位",0,null,1,1,1,null,0,0,null,3]
[null,4,null,null,"単位",0,null,1,1,1,null,0,0,null,4]
[null,5,null,null,"単位",0,null,1,1,1,null,0,0,null,5]
[null,6,null,null,"単位",0,null,1,1,1,null,0,0,null,6]
[null,7,null,null,"単位",0,null,1,1,1,null,0,0,null,7]
[null,8,null,null,"単位",0,null,1,1,1,null,0,0,null,8]
[null,9,null,null,"単位",0,null,1,1,1,null,0,0,null,9]
[null,10,null,null,"単位",0,null,1,1,1,null,0,0,null,10]
[]
[null,"【透水性舗装】","単位設計浸透能（ｍ3/ｈｒ/㎡）",null,null,null,"設置数量\n（㎡）","影響係数",null,null,null,null,null,null,"【透水性舗装】\n1m2あたり","体積\n（ｍ3）","空隙率\n（％）"]
[null,null,"比浸透量（㎡）","飽和透水係数",null,"飽和透水係数\n（m/hr）",null,"（1）","（2）","（3）"]
[null,null,null,null,null,null,null,"内容（１）","内容（２）","内容（３）"]
[null,1,null,null,"単位",{"$f":"IF(E39=$X$11,0,IF(E39=$X$14,D39,IF(E39=$X$13,D39*3600,D39*3600/100)))","v":0},null,1,1,1,null,{"$f":"$C39*$F39*$G39*$H39*$I39*$J39","v":0},{"$f":"$G39*($P39*Q39)","v":0},null,1]
[null,2,null,null,"単位",0,null,1,1,1,null,0,0,null,2]
[null,3,null,null,"単位",0,null,1,1,1,null,0,0,null,3]
[null,4,null,null,"単位",0,null,1,1,1,null,0,0,null,4]
[null,5,null,null,"単位",0,null,1,1,1,null,0,0,null,5]
[null,6,null,null,"単位",0,null,1,1,1,null,0,0,null,6]
[null,7,null,null,"単位",0,null,1,1,1,null,0,0,null,7]
[null,8,null,null,"単位",0,null,1,1,1,null,0,0,null,8]
[null,9,null,null,"単位",0,null,1,1,1,null,0,0,null,9]
[null,10,null,null,"単位",0,null,1,1,1,null,0,0,null,10]
[]
[null,"【その他】","単位設計浸透能（ｍ3/ｈｒ/単位）",null,null,null,"設置数量\n（単位）","影響係数",null,null,null,null,null,null,"【その他】\n1単位あたり","体積\n（ｍ3）","空隙率\n（％）"]
[null,null,"比浸透量（㎡）","飽和透水係数",null,"飽和透水係数\n（m/hr）",null,"（1）","（2）","（3）"]
[null,null,null,null,null,null,null,"内容（１）","内容（２）","内容（３）"]
[null,1,null,null,"単位",{"$f":"IF(E53=$X$11,0,IF(E53=$X$14,D53,IF(E53=$X$13,D53*3600,D53*3600/100)))","v":0},null,1,1,1,null,{"$f":"$C53*$F53*$G53*$H53*$I53*$J53","v":0},{"$f":"$G53*($P53*Q53)","v":0},null,1]
[null,2,null,null,"単位",0,null,1,1,1,null,0,0,null,2]
[null,3,null,null,"単位",0,null,1,1,1,null,0,0,null,3]
[null,4,null,null,"単位",0,null,1,1,1,null,0,0,null,4]
[null,5,null,null,"単位",0,null,1,1,1,null,0,0,null,5]
[null,6,null,null,"単位",0,null,1,1,1,null,0,0,null,6]
[null,7,null,null,"単位",0,null,1,1,1,null,0,0,null,7]
[null,8,null,null,"単位",0,null,1,1,1,null,0,0,null,8]
[null,9,null,null,"単位",0,null,1,1,1,null,0,0,null,9]
[null,10,null,null,"単位",0,null,1,1,1,null,0,0,null,10]

{"sheet":"02流出計算（QT-Sグラフ）","index":4,"n_rows":13,"n_cols":10,"rows_kept":13,"cut":false,"hidden":false,"merged":[[1,1,1,5],[1,7,1,23],[7,2,8,5],[12,2,14,5]]}
[]
[null,"流 出 計 算 条 件",null,null,null,null,null,"流 出 計 算 結 果"]
[]
[null,null,null,null,null,null,null,"時刻","浸透考慮前","浸透考慮後"]
[null,1,"浸透施設なし"]
[]
[null,null,"浸透施設あり"]
[null,null,"※「浸透施設能力」シートに浸透施設諸元を入力してください。"]
[]
[]
[null,null,"浸透施設あり"]
[null,null,"（貯留浸透モデル_道路管理者用）"]
[null,null,"※「浸透施設能力（貯留浸透モデル_道路管理者用）」シートに浸透施設諸元を入力してください。"]

{"sheet":"03-①調整池容量の概算","index":5,"n_rows":14,"n_cols":12,"rows_kept":14,"cut":false,"hidden":false,"merged":[[2,1,2,5],[8,8,8,11],[13,3,13,5],[4,4,5,4],[4,5,5,5],[8,4,9,4],[8,5,9,5]]}
["※①自然調節方式により調整地容量を概算する場合に入力してください"]
[]
[null,"入　力　条　件"]
[]
[null,null,"行為後ピーク流入量",null,{"$f":"MAX('02流出計算（QT-Sグラフ）'!$J$5:$J$149)","v":0},"m3/s"]
[null,null,"（浸透考慮後）"]
[]
[null,"調整池諸元"]
[null,null,"許容放流量",null,{"$f":"MAX('01流出計算（Q-Tグラフ）'!$I$5:$I$149)","v":0},"m3/s",null,null,"概　算　結　果"]
[null,null,"（行為前ピーク流入量）"]
[null,null,null,null,null,null,null,null,null,"必要容量",2220,"m3/ha"]
[null,null,"調整池高",null,null,"m"]
[]
[null,"浸透施設条件",null,{"$f":"IF('02流出計算（QT-Sグラフ）'!$B$5=1,\"浸透施設なし\",IF('02流出計算（QT-Sグラフ）'!$B$5=2,\"浸透施設あり\",\"浸透施設あり（貯留浸透モデル_道路管理者用）\"))","v":"浸透施設なし"},null,null,{"$f":"'02流出計算（QT-Sグラフ）'!$B$5","v":1},null,null,"オリフィス径（円管、直径）",0,"m"]

{"sheet":"04-①調節計算（自然調節方式）","index":6,"n_rows":151,"n_cols":27,"rows_kept":151,"cut":false,"hidden":false,"merged":[[1,1,1,13],[3,1,3,8],[3,10,3,13],[3,20,3,25],[13,15,13,16],[15,15,15,16],[16,15,16,16],[17,15,17,16],[19,15,19,16],[20,15,20,16],[21,15,21,16],[23,15,23,16],[5,12,6,12],[5,13,6,13],[8,12,9,12],[8,13,9,13],[10,15,11,18],[24,15,25,16],[28,15,29,18]]}
[]
[null,"入　力　条　件"]
[]
[null,"設 定 調 整 池 諸 元",null,null,null,null,null,null,null,null,"行 為 後 流 入 量",null,null,null,null,null,null,null,null,null,"計　算　結　果　（時　系　列）"]
[]
[null,"水深-容量",null,null,null,null,"放流口形状",null,null,null,"行為後ピーク流入量",null,{"$f":"MAX('02流出計算（QT-Sグラフ）'!$J$5:$J$149)","v":0},"m3/s",null,null,null,null,null,null,"時刻","行為後流入量","浸透考慮後流入量","許容放流量","調節後放流量","調整池水位"]
[null,"No","水深H（m）","容量V（m3）",null,null,"（口径）",null,null,null,"（浸透考慮後）",null,null,null,null,null,null,null,null,null,null,null,null,null,null,null,0]
[null,1,null,null,null,1,null,null,null,null,null,null,null,null,null,null,null,null,null,null,null,null,null,null,null,null,0.80100000000000005]
[null,2,null,null,null,null,"直径",null,"m",null,"許容放流量",null,{"$f":"MAX('01流出計算（Q-Tグラフ）'!$I$5:$I$149)","v":0},"m3/s",null,null,null,null,null,null,null,null,null,null,null,null,2.403]
[null,3,null,null,null,null,null,null,null,null,"（行為前ピーク流入量）",null,null,null,null,null,null,null,null,null,null,null,null,null,null,null,4.0049999999999999]
[null,4,null,null,null,null,null,null,null,null,null,null,null,null,null,"計　算　結　果",null,null,null,null,null,null,null,null,null,null,5.6070000000000002]
[null,5,null,null,null,null,"高さ",null,"m",null,null,null,null,null,null,null,null,null,null,null,null,null,null,null,null,null,7.2090000000000005]
[null,6,null,null,null,null,"幅",null,"m",null,null,null,null,null,null,null,null,null,null,null,null,null,null,null,null,null,8.8109999999999999]
[null,7,null,null,null,null,null,null,null,null,null,null,null,null,null,"総合評価",null,"O.K",null,null,null,null,null,null,null,null,10.212]
[null,8,null,null,null,null,"（管底位置）",null,null,null,null,null,null,null,null,null,null,null,null,null,null,null,null,null,null,null,11.411999999999999]
[null,9,null,null,null,null,"池底高から",null,"m",null,null,null,null,null,null,"放流量評価",null,"O.K（許容放流量以下）",null,null,null,null,null,null,null,null,12.611999999999998]
[null,10,null,null,null,null,null,null,null,null,null,null,null,null,null,"許容放流量",null,{"$f":"M9","v":0},"m3/s",null,null,null,null,null,null,null,13.811999999999998]
[null,11,null,null,null,null,null,null,null,null,null,null,null,null,null,"最大放流量",null,0,"m3/s",null,null,null,null,null,null,null,15.011999999999997]
[null,12,null,null,null,null,null,null,null,null,null,null,null,null,null,null,null,null,null,null,null,null,null,null,null,null,16.211999999999996]
[null,13,null,null,null,null,null,null,null,null,null,null,null,null,null,"池容量評価",null,"―",null,null,null,null,null,null,null,null,16.811999999999998]
[null,14,null,null,null,null,null,null,null,null,null,null,null,null,null,"池内最大ボリューム",null,null,"m3",null,null,null,null,null,null,null,16.811999999999998]
[null,15,null,null,null,null,null,null,null,null,null,null,null,null,null,"池内最大水深",null,null,"m",null,null,null,null,null,null,null,16.811999999999998]
[null,16,null,null,null,null,null,null,null,null,null,null,null,null,null,null,null,null,null,null,null,null,null,null,null,null,16.811999999999998]
[null,17,null,null,null,null,null,null,null,null,null,null,null,null,null,"上乗せ分評価",null,"―",null,null,null,null,null,null,null,null,16.811999999999998]
[null,18,null,null,null,null,null,null,null,null,null,null,null,null,null,"上乗せ分の貯留量\nおよび貯留率",null,null,"m3",null,null,null,null,null,null,null,16.811999999999998]
[null,19,null,null,null,null,null,null,null,null,null,null,null,null,null,null,null,null,"%",null,null,null,null,null,null,null,17.012999999999998]
[null,20,null,null,null,null,null,null,null,null,null,null,null,null,null,null,null,null,null,null,null,null,null,null,null,null,17.414999999999999]
[null,21,null,null,null,null,null,null,null,null,null,null,null,null,null,null,null,null,null,null,null,null,null,null,null,null,17.817]
[null,22,null,null,null,null,null,null,null,null,null,null,null,null,null,"許 可 申 請 図 書 の 作 成",null,null,null,null,null,null,null,null,null,null,18.219000000000001]
[null,23,null,null,null,null,null,null,null,null,null,null,null,null,null,null,null,null,null,null,null,null,null,null,null,null,18.621000000000002]
[null,24,null,null,null,null,null,null,null,null,null,null,null,null,null,null,null,null,null,null,null,null,null,null,null,null,19.023000000000003]
[null,25,null,null,null,null,null,null,null,null,null,null,null,null,null,null,null,null,null,null,null,null,null,null,null,null,20.625000000000004]
[null,26,null,null,null,null,null,null,null,null,null,null,null,null,null,null,null,null,null,null,null,null,null,null,null,null,23.427000000000003]
[null,27,null,null,null,null,null,null,null,null,null,null,null,null,null,null,null,null,null,null,null,null,null,null,null,null,26.229000000000003]
[null,28,null,null,null,null,null,null,null,null,null,null,null,null,null,null,null,null,null,null,null,null,null,null,null,null,29.031000000000002]
[null,29,null,null,null,null,null,null,null,null,null,null,null,null,null,null,null,null,null,null,null,null,null,null,null,null,31.833000000000002]
[null,30,null,null,null,null,null,null,null,null,null,null,null,null,null,null,null,null,null,null,null,null,null,null,null,null,34.635000000000005]
[null,31,null,null,null,null,null,null,null,null,null,null,null,null,null,null,null,null,null,null,null,null,null,null,null,null,37.836000000000006]
[null,32,null,null,null,null,null,null,null,null,null,null,null,null,null,null,null,null,null,null,null,null,null,null,null,null,41.436000000000007]
[null,33,null,null,null,null,null,null,null,null,null,null,null,null,null,null,null,null,null,null,null,null,null,null,null,null,45.036000000000008]
[null,34,null,null,null,null,null,null,null,null,null,null,null,null,null,null,null,null,null,null,null,null,null,null,null,null,48.63600000000001]
[null,35,null,null,null,null,null,null,null,null,null,null,null,null,null,null,null,null,null,null,null,null,null,null,null,null,52.236000000000011]
[null,36,null,null,null,null,null,null,null,null,null,null,null,null,null,null,null,null,null,null,null,null,null,null,null,null,55.836000000000013]
[null,37,null,null,null,null,null,null,null,null,null,null,null,null,null,null,null,null,null,null,null,null,null,null,null,null,60.036000000000016]
[null,38,null,null,null,null,null,null,null,null,null,null,null,null,null,null,null,null,null,null,null,null,null,null,null,null,64.836000000000013]
[null,39,null,null,null,null,null,null,null,null,null,null,null,null,null,null,null,null,null,null,null,null,null,null,null,null,69.63600000000001]
[null,40,null,null,null,null,null,null,null,null,null,null,null,null,null,null,null,null,null,null,null,null,null,null,null,null,74.436000000000007]
[null,41,null,null,null,null,null,null,null,null,null,null,null,null,null,null,null,null,null,null,null,null,null,null,null,null,79.236000000000004]
[null,42,null,null,null,null,null,null,null,null,null,null,null,null,null,null,null,null,null,null,null,null,null,null,null,null,84.006502805444669]
[null,43,null,null,null,null,null,null,null,null,null,null,null,null,null,null,null,null,null,null,null,null,null,null,null,null,87.893798855159474]
[null,44,null,null,null,null,null,null,null,null,null,null,null,null,null,null,null,null,null,null,null,null,null,null,null,null,90.876689579808826]
[null,45,null,null,null,null,null,null,null,null,null,null,null,null,null,null,null,null,null,null,null,null,null,null,null,null,93.752685788143864]
[null,46,null,null,null,null,null,null,null,null,null,null,null,null,null,null,null,null,null,null,null,null,null,null,null,null,96.513357451551087]
[null,47,null,null,null,null,null,null,null,null,null,null,null,null,null,null,null,null,null,null,null,null,null,null,null,null,99.153024865335254]
[null,48,null,null,null,null,null,null,null,null,null,null,null,null,null,null,null,null,null,null,null,null,null,null,null,null,101.66703887297182]
[null,49,null,null,null,null,null,null,null,null,null,null,null,null,null,null,null,null,null,null,null,null,null,null,null,null,109.10848727345488]
[null,50,null,null,null,null,null,null,null,null,null,null,null,null,null,null,null,null,null,null,null,null,null,null,null,null,121.45694096177614]
[null,null,null,null,null,null,null,null,null,null,null,null,null,null,null,null,null,null,null,null,null,null,null,null,null,null,133.6149908147143]
[null,null,null,null,null,null,null,null,null,null,null,null,null,null,null,null,null,null,null,null,null,null,null,null,null,null,145.56186945334028]
[null,null,null,null,null,null,null,null,null,null,null,null,null,null,null,null,null,null,null,null,null,null,null,null,null,null,157.31191225264973]
[null,null,null,null,null,null,null,null,null,null,null,null,null,null,null,null,null,null,null,null,null,null,null,null,null,null,168.8868832240484]
[null,null,null,null,null,null,null,null,null,null,null,null,null,null,null,null,null,null,null,null,null,null,null,null,null,null,181.89482763417283]
[null,null,null,null,null,null,null,null,null,null,null,null,null,null,null,null,null,null,null,null,null,null,null,null,null,null,196.33049418607473]
[null,null,null,null,null,null,null,null,null,null,null,null,null,null,null,null,null,null,null,null,null,null,null,null,null,null,210.59628811502489]
[null,null,null,null,null,null,null,null,null,null,null,null,null,null,null,null,null,null,null,null,null,null,null,null,null,null,224.70479938821885]
[null,null,null,null,null,null,null,null,null,null,null,null,null,null,null,null,null,null,null,null,null,null,null,null,null,null,238.66625054506974]
[null,null,null,null,null,null,null,null,null,null,null,null,null,null,null,null,null,null,null,null,null,null,null,null,null,null,252.48933988153715]
[null,null,null,null,null,null,null,null,null,null,null,null,null,null,null,null,null,null,null,null,null,null,null,null,null,null,264.58674371044793]
[null,null,null,null,null,null,null,null,null,null,null,null,null,null,null,null,null,null,null,null,null,null,null,null,null,null,274.97887843317841]
[null,null,null,null,null,null,null,null,null,null,null,null,null,null,null,null,null,null,null,null,null,null,null,null,null,null,285.27881289092898]
[null,null,null,null,null,null,null,null,null,null,null,null,null,null,null,null,null,null,null,null,null,null,null,null,null,null,295.48988298773804]
[null,null,null,null,null,null,null,null,null,null,null,null,null,null,null,null,null,null,null,null,null,null,null,null,null,null,305.61518967934853]
[null,null,null,null,null,null,null,null,null,null,null,null,null,null,null,null,null,null,null,null,null,null,null,null,null,null,315.65719599340264]
[null,null,null,null,null,null,null,null,null,null,null,null,null,null,null,null,null,null,null,null,null,null,null,null,null,null,324.62343932751588]
[null,null,null,null,null,null,null,null,null,null,null,null,null,null,null,null,null,null,null,null,null,null,null,null,null,null,332.52410710212132]
[null,null,null,null,null,null,null,null,null,null,null,null,null,null,null,null,null,null,null,null,null,null,null,null,null,null,340.36392564662071]
[null,null,null,null,null,null,null,null,null,null,null,null,null,null,null,null,null,null,null,null,null,null,null,null,null,null,348.14405146143207]
[null,null,null,null,null,null,null,null,null,null,null,null,null,null,null,null,null,null,null,null,null,null,null,null,null,null,355.86576564601364]
[null,null,null,null,null,null,null,null,null,null,null,null,null,null,null,null,null,null,null,null,null,null,null,null,null,null,363.53047600726092]
[null,null,null,null,null,null,null,null,null,null,null,null,null,null,null,null,null,null,null,null,null,null,null,null,null,null,374.92367729505236]
[null,null,null,null,null,null,null,null,null,null,null,null,null,null,null,null,null,null,null,null,null,null,null,null,null,null,390.02045766610047]
[null,null,null,null,null,null,null,null,null,null,null,null,null,null,null,null,null,null,null,null,null,null,null,null,null,null,405.01233356373251]
[null,null,null,null,null,null,null,null,null,null,null,null,null,null,null,null,null,null,null,null,null,null,null,null,null,null,419.90251144859258]
[null,null,null,null,null,null,null,null,null,null,null,null,null,null,null,null,null,null,null,null,null,null,null,null,null,null,434.69399066753186]
[null,null,null,null,null,null,null,null,null,null,null,null,null,null,null,null,null,null,null,null,null,null,null,null,null,null,449.38955864481147]
[null,null,null,null,null,null,null,null,null,null,null,null,null,null,null,null,null,null,null,null,null,null,null,null,null,null,463.59406034220137]
[null,null,null,null,null,null,null,null,null,null,null,null,null,null,null,null,null,null,null,null,null,null,null,null,null,null,477.31232300577062]
[null,null,null,null,null,null,null,null,null,null,null,null,null,null,null,null,null,null,null,null,null,null,null,null,null,null,490.94674218419181]
[null,null,null,null,null,null,null,null,null,null,null,null,null,null,null,null,null,null,null,null,null,null,null,null,null,null,504.4992033067665]
[null,null,null,null,null,null,null,null,null,null,null,null,null,null,null,null,null,null,null,null,null,null,null,null,null,null,517.97164730079146]
[null,null,null,null,null,null,null,null,null,null,null,null,null,null,null,null,null,null,null,null,null,null,null,null,null,null,531.36577706586286]
[null,null,null,null,null,null,null,null,null,null,null,null,null,null,null,null,null,null,null,null,null,null,null,null,null,null,543.68712053688296]
[null,null,null,null,null,null,null,null,null,null,null,null,null,null,null,null,null,null,null,null,null,null,null,null,null,null,554.94250763929415]
[null,null,null,null,null,null,null,null,null,null,null,null,null,null,null,null,null,null,null,null,null,null,null,null,null,null,566.13507069482489]
[null,null,null,null,null,null,null,null,null,null,null,null,null,null,null,null,null,null,null,null,null,null,null,null,null,null,577.26609893401076]
[null,null,null,null,null,null,null,null,null,null,null,null,null,null,null,null,null,null,null,null,null,null,null,null,null,null,588.33643499237144]
[null,null,null,null,null,null,null,null,null,null,null,null,null,null,null,null,null,null,null,null,null,null,null,null,null,null,599.34702495495026]
[null,null,null,null,null,null,null,null,null,null,null,null,null,null,null,null,null,null,null,null,null,null,null,null,null,null,609.10201177543729]
[null,null,null,null,null,null,null,null,null,null,null,null,null,null,null,null,null,null,null,null,null,null,null,null,null,null,617.60877555636023]
[null,null,null,null,null,null,null,null,null,null,null,null,null,null,null,null,null,null,null,null,null,null,null,null,null,null,626.07106965261539]
[null,null,null,null,null,null,null,null,null,null,null,null,null,null,null,null,null,null,null,null,null,null,null,null,null,null,634.4893736114858]
[null,null,null,null,null,null,null,null,null,null,null,null,null,null,null,null,null,null,null,null,null,null,null,null,null,null,642.86428388038212]
[null,null,null,null,null,null,null,null,null,null,null,null,null,null,null,null,null,null,null,null,null,null,null,null,null,null,651.19638126766813]
[null,null,null,null,null,null,null,null,null,null,null,null,null,null,null,null,null,null,null,null,null,null,null,null,null,null,657.29266700576954]
[null,null,null,null,null,null,null,null,null,null,null,null,null,null,null,null,null,null,null,null,null,null,null,null,null,null,661.16471944208331]
[null,null,null,null,null,null,null,null,null,null,null,null,null,null,null,null,null,null,null,null,null,null,null,null,null,null,665.01731511236255]
[null,null,null,null,null,null,null,null,null,null,null,null,null,null,null,null,null,null,null,null,null,null,null,null,null,null,668.85051883455355]
[null,null,null,null,null,null,null,null,null,null,null,null,null,null,null,null,null,null,null,null,null,null,null,null,null,null,672.66464024938421]
[null,null,null,null,null,null,null,null,null,null,null,null,null,null,null,null,null,null,null,null,null,null,null,null,null,null,676.45974208602058]
[null,null,null,null,null,null,null,null,null,null,null,null,null,null,null,null,null,null,null,null,null,null,null,null,null,null,678.04246364587766]
[null,null,null,null,null,null,null,null,null,null,null,null,null,null,null,null,null,null,null,null,null,null,null,null,null,null,677.42375578967676]
[null,null,null,null,null,null,null,null,null,null,null,null,null,null,null,null,null,null,null,null,null,null,null,null,null,null,676.80808349951155]
[null,null,null,null,null,null,null,null,null,null,null,null,null,null,null,null,null,null,null,null,null,null,null,null,null,null,676.19544829669712]
[null,null,null,null,null,null,null,null,null,null,null,null,null,null,null,null,null,null,null,null,null,null,null,null,null,null,675.58585183190837]
[null,null,null,null,null,null,null,null,null,null,null,null,null,null,null,null,null,null,null,null,null,null,null,null,null,null,674.97929563123671]
[null,null,null,null,null,null,null,null,null,null,null,null,null,null,null,null,null,null,null,null,null,null,null,null,null,null,674.97119915443216]
[null,null,null,null,null,null,null,null,null,null,null,null,null,null,null,null,null,null,null,null,null,null,null,null,null,null,675.55864295376057]
[null,null,null,null,null,null,null,null,null,null,null,null,null,null,null,null,null,null,null,null,null,null,null,null,null,null,676.14316803847623]
[null,null,null,null,null,null,null,null,null,null,null,null,null,null,null,null,null,null,null,null,null,null,null,null,null,null,676.72477587371884]
[null,null,null,null,null,null,null,null,null,null,null,null,null,null,null,null,null,null,null,null,null,null,null,null,null,null,677.3035893551845]
[null,null,null,null,null,null,null,null,null,null,null,null,null,null,null,null,null,null,null,null,null,null,null,null,null,null,677.87960988283339]
[null,null,null,null,null,null,null,null,null,null,null,null,null,null,null,null,null,null,null,null,null,null,null,null,null,null,681.24781072387862]
[null,null,null,null,null,null,null,null,null,null,null,null,null,null,null,null,null,null,null,null,null,null,null,null,null,null,687.39443898632408]
[null,null,null,null,null,null,null,null,null,null,null,null,null,null,null,null,null,null,null,null,null,null,null,null,null,null,693.51084596493035]
[null,null,null,null,null,null,null,null,null,null,null,null,null,null,null,null,null,null,null,null,null,null,null,null,null,null,699.59730589801916]
[null,null,null,null,null,null,null,null,null,null,null,null,null,null,null,null,null,null,null,null,null,null,null,null,null,null,705.65408827440945]
[null,null,null,null,null,null,null,null,null,null,null,null,null,null,null,null,null,null,null,null,null,null,null,null,null,null,711.68145915770867]
[null,null,null,null,null,null,null,null,null,null,null,null,null,null,null,null,null,null,null,null,null,null,null,null,null,null,713.09185807344454]
[null,null,null,null,null,null,null,null,null,null,null,null,null,null,null,null,null,null,null,null,null,null,null,null,null,null,709.90762662797908]
[null,null,null,null,null,null,null,null,null,null,null,null,null,null,null,null,null,null,null,null,null,null,null,null,null,null,706.73875923933463]
[null,null,null,null,null,null,null,null,null,null,null,null,null,null,null,null,null,null,null,null,null,null,null,null,null,null,703.585176749781]
[null,null,null,null,null,null,null,null,null,null,null,null,null,null,null,null,null,null,null,null,null,null,null,null,null,null,700.44691879474851]
[null,null,null,null,null,null,null,null,null,null,null,null,null,null,null,null,null,null,null,null,null,null,null,null,null,null,697.32402470270324]
[null,null,null,null,null,null,null,null,null,null,null,null,null,null,null,null,null,null,null,null,null,null,null,null,null,null,694.41393617167]
[null,null,null,null,null,null,null,null,null,null,null,null,null,null,null,null,null,null,null,null,null,null,null,null,null,null,691.71549172151424]
[null,null,null,null,null,null,null,null,null,null,null,null,null,null,null,null,null,null,null,null,null,null,null,null,null,null,689.03024368065405]
[null,null,null,null,null,null,null,null,null,null,null,null,null,null,null,null,null,null,null,null,null,null,null,null,null,null,686.35822117545013]
[null,null,null,null,null,null,null,null,null,null,null,null,null,null,null,null,null,null,null,null,null,null,null,null,null,null,683.69933383648504]
[null,null,null,null,null,null,null,null,null,null,null,null,null,null,null,null,null,null,null,null,null,null,null,null,null,null,681.05361091679447]
[null,null,null,null,null,null,null,null,null,null,null,null,null,null,null,null,null,null,null,null,null,null,null,null,null,null,677.02636000376833]
[null,null,null,null,null,null,null,null,null,null,null,null,null,null,null,null,null,null,null,null,null,null,null,null,null,null,671.62456539342418]
[null,null,null,null,null,null,null,null,null,null,null,null,null,null,null,null,null,null,null,null,null,null,null,null,null,null,666.24973860323212]
[null,null,null,null,null,null,null,null,null,null,null,null,null,null,null,null,null,null,null,null,null,null,null,null,null,null,660.9018835183399]
[null,null,null,null,null,null,null,null,null,null,null,null,null,null,null,null,null,null,null,null,null,null,null,null,null,null,655.58087974792227]
[null,null,null,null,null,null,null,null,null,null,null,null,null,null,null,null,null,null,null,null,null,null,null,null,null,null,650.28673069645345]
[null,null,null,null,null,null,null,null,null,null,null,null,null,null,null,null,null,null,null,null,null,null,null,null,null,null,646.01606546642927]
[null,null,null,null,null,null,null,null,null,null,null,null,null,null,null,null,null,null,null,null,null,null,null,null,null,null,642.76361344911186]
[null,null,null,null,null,null,null,null,null,null,null,null,null,null,null,null,null,null,null,null,null,null,null,null,null,null,639.52768603033485]
[null,null,null,null,null,null,null,null,null,null,null,null,null,null,null,null,null,null,null,null,null,null,null,null,null,null,636.30833180349987]
[null,null,null,null,null,null,null,null,null,null,null,null,null,null,null,null,null,null,null,null,null,null,null,null,null,null,633.10559979324228]
[null,null,null,null,null,null,null,null,null,null,null,null,null,null,null,null,null,null,null,null,null,null,null,null,null,null,629.91953946184685]

{"sheet":"04-②調節計算（2段）","index":7,"n_rows":57,"n_cols":26,"rows_kept":57,"cut":false,"hidden":false,"merged":[[1,1,1,13],[3,1,3,8],[3,10,3,13],[3,20,3,25],[13,15,13,16],[15,15,15,16],[16,15,16,16],[17,15,17,16],[18,15,18,16],[20,15,20,16],[21,15,21,16],[22,15,22,16],[24,15,24,16],[5,12,6,12],[5,13,6,13],[8,10,9,11],[8,12,9,12],[8,13,9,13],[10,15,11,18],[11,10,12,11],[11,12,12,12],[11,13,12,13],[14,10,15,11],[14,12,15,12],[14,13,15,13],[25,15,26,16],[28,15,29,18]]}
[]
[null,"入　力　条　件"]
[]
[null,"設 定 調 整 池 諸 元",null,null,null,null,null,null,null,null,"行 為 後 流 入 量",null,null,null,null,null,null,null,null,null,"計　算　結　果　（時　系　列）"]
[]
[null,"水深-容量",null,null,null,null,"■上段オリフィス",null,null,null,"行為後ピーク流入量",null,{"$f":"MAX('02流出計算（QT-Sグラフ）'!$J$5:$J$149)","v":0},"m3/s",null,null,null,null,null,null,"時刻","行為後流入量","浸透考慮後流入量","許容放流量","調節後放流量","調整池水位"]
[null,"No","水深H（m）","容量V（m3）",null,null,"放流口形状",null,null,null,"（浸透考慮後）"]
[null,1,null,null,null,1,"（口径）"]
[null,2,null,null,null,null,null,null,null,null,"許容放流量（計）",null,{"$f":"MAX('01流出計算（Q-Tグラフ）'!$I$5:$I$149)","v":0},"m3/s"]
[null,3,null,null,null,null,"直径",null,"m"]
[null,4,null,null,null,null,null,null,null,null,null,null,null,null,null,"計　算　結　果"]
[null,5,null,null,null,null,null,null,null,null,"許容放流量（上段）",null,null,"m3/s"]
[null,6,null,null,null,null,"高さ",null,"m"]
[null,7,null,null,null,null,"幅",null,"m",null,null,null,null,null,null,"総合評価"]
[null,8,null,null,null,null,null,null,null,null,"許容放流量（下段）",null,{"$f":"M9-M12","v":0},"m3/s"]
[null,9,null,null,null,null,"（管底位置）",null,null,null,null,null,null,null,null,"放流量評価"]
[null,10,null,null,null,null,"池底高から",null,"m",null,null,null,null,null,null,"許容放流量",null,{"$f":"M9","v":0},"m3/s"]
[null,11,null,null,null,null,null,null,null,null,null,null,null,null,null,"最大放流量（上段+下段）",null,null,"m3/s"]
[null,12,null,null,null,null,"■下段オリフィス",null,null,null,null,null,null,null,null,"最大放流量（下段）",null,null,"m3/s"]
[null,13,null,null,null,null,"放流口形状"]
[null,14,null,null,null,null,"（口径）",null,null,null,null,null,null,null,null,"池容量評価"]
[null,15,null,null,null,1,null,null,null,null,null,null,null,null,null,"池内最大ボリューム",null,null,"m3"]
[null,16,null,null,null,null,"直径",null,"m",null,null,null,null,null,null,"池内最大水深",null,null,"m"]
[null,17]
[null,18,null,null,null,null,null,null,null,null,null,null,null,null,null,"上乗せ分評価"]
[null,19,null,null,null,null,"高さ",null,"m",null,null,null,null,null,null,"上乗せ分の貯留量\nおよび貯留率",null,null,"m3"]
[null,20,null,null,null,null,"幅",null,"m",null,null,null,null,null,null,null,null,null,"%"]
[null,21]
[null,22,null,null,null,null,"（管底位置）",null,null,null,null,null,null,null,null,"許 可 申 請 図 書 の 作 成"]
[null,23,null,null,null,null,"池底高から",null,"m"]
[null,24]
[null,25]
[null,26]
[null,27]
[null,28]
[null,29]
[null,30]
[null,31]
[null,32]
[null,33]
[null,34]
[null,35]
[null,36]
[null,37]
[null,38]
[null,39]
[null,40]
[null,41]
[null,42]
[null,43]
[null,44]
[null,45]
[null,46]
[null,47]
[null,48]
[null,49]
[null,50]

{"sheet":"04-③調節計算（ポンプ）","index":8,"n_rows":57,"n_cols":26,"rows_kept":57,"cut":false,"hidden":false,"merged":[[1,1,1,12],[3,1,3,3],[3,5,3,7],[3,9,3,12],[3,20,3,25],[13,15,13,16],[15,15,15,16],[16,15,16,16],[17,15,17,16],[19,15,19,16],[20,15,20,16],[21,15,21,16],[23,15,23,16],[5,11,6,11],[5,12,6,12],[8,11,9,11],[8,12,9,12],[10,15,11,18],[11,9,12,10],[11,11,12,11],[11,12,12,12],[14,9,15,10],[14,11,15,11],[14,12,15,12],[24,15,25,16],[28,15,29,18]]}
[]
[null,"入　力　条　件"]
[]
[null,"設 定 調 整 池 諸 元",null,null,null,"放 流 ポ ン プ 諸 元",null,null,null,"行 為 後 流 入 量",null,null,null,null,null,null,null,null,null,null,"計　算　結　果　（時　系　列）"]
[]
[null,"水深-容量",null,null,null,"水深-ポンプ",null,null,null,"行為後ピーク流入量",null,{"$f":"MAX('02流出計算（QT-Sグラフ）'!$J$5:$J$149)","v":0},"m3/s",null,null,null,null,null,null,null,"時刻","行為後流入量","浸透考慮後流入量","許容放流量","調節後放流量","調整池水位"]
[null,"No","水深H（m）","容量V（m3）",null,"No","水深H（m）","ポンプ規模Q(m3/s)",null,"（浸透考慮後）"]
[null,1,null,null,null,1]
[null,2,null,null,null,2,null,null,null,"許容放流量",null,{"$f":"MAX('01流出計算（Q-Tグラフ）'!$I$5:$I$149)","v":0},"m3/s"]
[null,3,null,null,null,3,null,null,null,"（行為前ピーク流入量）"]
[null,4,null,null,null,4,null,null,null,null,null,null,null,null,null,"計　算　結　果"]
[null,5,null,null,null,5]
[null,6,null,null,null,6]
[null,7,null,null,null,7,null,null,null,null,null,null,null,null,null,"総合評価"]
[null,8,null,null,null,8]
[null,9,null,null,null,9,null,null,null,null,null,null,null,null,null,"放流量評価"]
[null,10,null,null,null,10,null,null,null,null,null,null,null,null,null,"許容放流量",null,{"$f":"L9","v":0},"m3/s"]
[null,11,null,null,null,11,null,null,null,null,null,null,null,null,null,"最大放流量",null,null,"m3/s"]
[null,12,null,null,null,12]
[null,13,null,null,null,13,null,null,null,null,null,null,null,null,null,"池容量評価"]
[null,14,null,null,null,14,null,null,null,null,null,null,null,null,null,"池内最大ボリューム",null,null,"m3"]
[null,15,null,null,null,15,null,null,null,null,null,null,null,null,null,"池内最大水深",null,null,"m"]
[null,16,null,null,null,16]
[null,17,null,null,null,17,null,null,null,null,null,null,null,null,null,"上乗せ分評価"]
[null,18,null,null,null,18,null,null,null,null,null,null,null,null,null,"上乗せ分の貯留量\nおよび貯留率",null,null,"m3"]
[null,19,null,null,null,19,null,null,null,null,null,null,null,null,null,null,null,null,"%"]
[null,20,null,null,null,20]
[null,21,null,null,null,21]
[null,22,null,null,null,22,null,null,null,null,null,null,null,null,null,"許 可 申 請 図 書 の 作 成"]
[null,23,null,null,null,23]
[null,24,null,null,null,24]
[null,25,null,null,null,25]
[null,26,null,null,null,26]
[null,27,null,null,null,27]
[null,28,null,null,null,28]
[null,29,null,null,null,29]
[null,30,null,null,null,30]
[null,31,null,null,null,31]
[null,32,null,null,null,32]
[null,33,null,null,null,33]
[null,34,null,null,null,34]
[null,35,null,null,null,35]
[null,36,null,null,null,36]
[null,37,null,null,null,37]
[null,38,null,null,null,38]
[null,39,null,null,null,39]
[null,40,null,null,null,40]
[null,41,null,null,null,41]
[null,42,null,null,null,42]
[null,43,null,null,null,43]
[null,44,null,null,null,44]
[null,45,null,null,null,45]
[null,46,null,null,null,46]
[null,47,null,null,null,47]
[null,48,null,null,null,48]
[null,49,null,null,null,49]
[null,50,null,null,null,50]

{"sheet":"浸透施設能力（貯留浸透モデル_道路管理者用）","index":9,"n_rows":58,"n_cols":25,"rows_kept":58,"cut":false,"hidden":false,"merged":[[1,9,1,10],[2,0,2,8],[4,1,4,2],[5,1,5,2],[5,8,5,9],[6,8,6,9],[7,8,7,9],[8,8,8,9],[9,8,9,9],[10,1,10,8],[11,1,11,3],[12,1,12,2],[12,9,12,10],[13,1,13,2],[13,9,13,10],[14,1,14,2],[14,9,14,10],[15,1,15,2],[15,9,15,10],[16,1,16,2],[16,9,16,10],[17,1,17,2],[17,9,17,10],[18,1,18,2],[18,9,18,10],[21,1,21,8],[23,3,23,6],[23,9,23,10],[23,14,23,15],[26,1,26,2],[27,1,27,2],[28,1,28,2],[29,1,29,2],[30,1,30,2],[31,1,31,2],[32,1,32,2],[33,1,33,2],[34,1,34,2],[35,1,35,2],[37,3,37,6],[37,9,37,10],[37,14,37,15],[40,1,40,2],[41,1,41,2],[42,1,42,2],[43,1,43,2],[44,1,44,2],[45,1,45,2],[46,1,46,2],[47,1,47,2],[48,1,48,2],[49,1,49,2],[52,1,52,2],[52,8,52,9],[53,1,53,2],[54,1,54,2],[6,1,7,1],[8,1,9,1],[23,1,25,2],[23,7,25,7],[23,8,25,8],[23,12,25,12],[23,17,25,17],[23,18,25,18],[23,19,25,19],[23,20,25,20],[24,3,25,3],[24,4,25,5],[24,6,25,6],[24,9,25,9],[24,10,25,10],[24,13,25,13],[24,14,25,14],[24,15,25,15],[37,1,39,2],[37,7,39,7],[37,8,39,8],[37,12,39,12],[38,3,39,3],[38,4,39,5],[38,6,39,6],[38,9,39,9],[38,10,39,10],[38,13,39,13],[38,14,39,14],[38,15,39,15]]}
[]
["透水性舗装",null,null,null,null,null,null,null,null,"部分を入力して下さい"]
["【「道路路面雨水処理マニュアル(案)」に対応した計算シート】"]
[null,"基本諸元"]
[null,"設置数量(舗装面積) (m2)"]
[null,"飽和透水係数 （m/hr）",null,null,null,null,null,null,"上層路盤での貯留率(%)",null,{"$f":"L17","v":0}]
[null,"比浸透量算定\n定数　K=aH+b","a",null,null,null,null,null,"下層路盤での貯留率(%)",null,{"$f":"L18","v":0}]
[null,null,"b",null,null,null,null,null,"下層路盤厚(mm)",null,{"$f":"D18","v":0}]
[null,"目詰まり\n係数","C1",null,null,null,null,null,"下層路盤での貯留量(mm)",null,{"$f":"M18","v":0}]
[null,null,"C2",null,null,null,null,null,"貯留量の合計(mm)",null,{"$f":"M19","v":0},null,null,null,null,null,null,null,null,null,null,null,null,"単位リスト"]
[]
[null,"貯留率と水拘束率",null,null,null,null,null,null,null,null,null,null,null,null,null,null,null,null,null,null,null,null,null,"cm/s"]
[null,null,null,"厚さ(mm)","空気間隙率\n(%)","空気間隙率との関係","水拘束率\n(%)","水拘束量\n(mm)","貯留率\n(%)","貯留量\n(mm)",null,"STEP2での\n貯留率\n(%)","STEP2での\n貯留量\n(mm)",null,null,null,null,null,null,null,null,null,null,"m/s"]
[null,"関係式",null,"a","b","b'","c","a×c/100","d (=b+b')","a×d/100",null,"d-c","a×(d-c)/100",null,null,null,null,null,null,null,null,null,null,"m/hr"]
[null,"表層",null,null,null,null,null,{"$f":"D15*G15/100","v":0},{"$f":"E15+F15","v":0},{"$f":"D15*I15/100","v":0},null,{"$f":"I15-G15","v":0},{"$f":"D15*(I15-G15)/100","v":0}]
[null,"中間層・基層",null,null,null,null,null,{"$f":"D16*G16/100","v":0},{"$f":"E16+F16","v":0},{"$f":"D16*I16/100","v":0},null,{"$f":"I16-G16","v":0},{"$f":"D16*(I16-G16)/100","v":0}]
[null,"上層路盤",null,null,null,null,null,{"$f":"D17*G17/100","v":0},{"$f":"E17+F17","v":0},{"$f":"D17*I17/100","v":0},null,{"$f":"I17-G17","v":0},{"$f":"D17*(I17-G17)/100","v":0}]
[null,"下層路盤",null,null,null,null,null,{"$f":"D18*G18/100","v":0},{"$f":"E18+F18","v":0},{"$f":"D18*I18/100","v":0},null,{"$f":"I18-G18","v":0},{"$f":"D18*(I18-G18)/100","v":0}]
[null,"合計",null,{"$f":"SUM(D15:D18)","v":0},"-","-","-",{"$f":"SUM(H15:H18)","v":0},"-",{"$f":"SUM(J15:J18)","v":0},null,"-",{"$f":"SUM(M15:M18)","v":0}]
[]
["浸透マス・トレンチ"]
[]
[null,"浸透能諸元",null,null,null,null,null,null,null,null,null,null,"空隙貯留諸元"]
[null,"【浸透マス】",null,"単位設計浸透能（ｍ3/ｈｒ/個）",null,null,null,"設置数量\n（個）","設計水頭\n(m)","影響係数",null,null,"【浸透マス】\n1個あたり","ます部","砕石部",null,null,"Σ","設計浸透量","平均設計水頭","設計空隙貯留量"]
[null,null,null,"比浸透量（㎡）","飽和透水係数",null,"飽和透水係数\n（m/hr）",null,null,"地下水位\n係数","目詰まり\n係数",null,null,"体積\n（ｍ3）","体積\n（ｍ3）","空隙率\n（％）"]
[null,null,null,null,null,null,null,null,null,null,null,null,null,null,null,null,"小計",null,null,null,null,null,null,null,"単位リスト"]
[null,1,null,null,null,"単位",{"$f":"IF(F27=$X$11,\"0.00\",IF(F27=$X$14,E27,IF(F27=$X$13,E27*3600,E27*3600/100)))","v":0},null,null,1,1,null,1,null,null,null,null,{"$f":"D27*G27*H27*I27*J27*K27","v":0},{"$f":"D27*G27*H27*J27*K27","v":0},null,{"$f":"H27*(N27+O27*P27/100)","v":0},null,null,null,"単位"]
[null,2,null,null,null,"単位",0,null,null,1,1,null,2,null,null,null,null,0,0,null,0,null,null,null,"cm/s"]
[null,3,null,null,null,"単位",0,null,null,1,1,null,3,null,null,null,null,0,0,null,0,null,null,null,"m/s"]
[null,4,null,null,null,"単位",0,null,null,1,1,null,4,null,null,null,null,0,0,null,0,null,null,null,"m/hr"]
[null,5,null,null,null,"単位",0,null,null,1,1,null,5,null,null,null,null,0,0,null,0]
[null,6,null,null,null,"単位",0,null,null,1,1,null,6,null,null,null,null,0,0,null,0]
[null,7,null,null,null,"単位",0,null,null,1,1,null,7,null,null,null,null,0,0,null,0]
[null,8,null,null,null,"単位",0,null,null,1,1,null,8,null,null,null,null,0,0,null,0]
[null,9,null,null,null,"単位",0,null,null,1,1,null,9,null,null,null,null,0,0,null,0]
[null,10,null,null,null,"単位",0,null,null,1,1,null,10,null,null,null,null,0,0,null,0]
[]
[null,"【浸透トレンチ】",null,"単位設計浸透能（ｍ3/ｈｒ/m）",null,null,null,"設置数量\n（ｍ）","設計水頭\n(m)","影響係数",null,null,"【浸透トレンチ】\n1mあたり","浸透管部","砕石部"]
[null,null,null,"比浸透量（㎡）","飽和透水係数",null,"飽和透水係数\n（m/hr）",null,null,"地下水位\n係数","目詰まり\n係数",null,null,"体積\n（ｍ3）","体積\n（ｍ3）","空隙率\n（％）"]
[]
[null,1,null,null,null,"単位",{"$f":"IF(F41=$X$11,\"0.00\",IF(F41=$X$14,E41,IF(F41=$X$13,E41*3600,E41*3600/100)))","v":0},null,null,0.9,1,null,1,null,null,null,null,{"$f":"D41*G41*H41*I41*J41*K41","v":0},{"$f":"D41*G41*H41*J41*K41","v":0},null,{"$f":"H41*(N41+O41*P41/100)","v":0}]
[null,2,null,null,null,"単位",0,null,null,1,1,null,2,null,null,null,null,0,0,null,0]
[null,3,null,null,null,"単位",0,null,null,1,1,null,3,null,null,null,null,0,0,null,0]
[null,4,null,null,null,"単位",0,null,null,1,1,null,4,null,null,null,null,0,0,null,0]
[null,5,null,null,null,"単位",0,null,null,1,1,null,5,null,null,null,null,0,0,null,0]
[null,6,null,null,null,"単位",0,null,null,1,1,null,6,null,null,null,null,0,0,null,0]
[null,7,null,null,null,"単位",0,null,null,1,1,null,7,null,null,null,null,0,0,null,0]
[null,8,null,null,null,"単位",0,null,null,1,1,null,8,null,null,null,null,0,0,null,0]
[null,9,null,null,null,"単位",0,null,null,1,1,null,9,null,null,null,null,0,0,null,0]
[null,10,null,null,null,"単位",0,null,null,1,1,null,10,null,null,null,null,0,0,null,0]
[]
[null,"統合諸元"]
[null,"設計浸透能(m3/hr)",null,{"$f":"S55","v":0}]
[null,"平均設計水頭(m)",null,{"$f":"IF(D53>0,+T55,0)","v":0}]
[null,"設計空隙貯留量(m3)",null,{"$f":"U55","v":0},null,null,null,null,null,null,null,null,null,null,null,null,"総合計",{"$f":"R57+R58","v":0},{"$f":"S57+S58","v":0},{"$f":"R55/S55","v":{"$error":"#DIV/0!"}},{"$f":"U57+U58","v":0}]
[]
[null,null,null,null,null,null,null,null,null,null,null,null,null,null,null,null,"マス",{"$f":"SUM(R27:R36)","v":0},{"$f":"SUM(S27:S36)","v":0},{"$f":"R57/S57","v":{"$error":"#DIV/0!"}},{"$f":"SUM(U27:U36)","v":0}]
[null,null,null,null,null,null,null,null,null,null,null,null,null,null,null,null,"トレンチ",{"$f":"SUM(R41:R50)","v":0},{"$f":"SUM(S41:S50)","v":0},{"$f":"R58/S58","v":{"$error":"#DIV/0!"}},{"$f":"SUM(U41:U50)","v":0}]

{"sheet":"１．行為区域の概要","index":10,"n_rows":34,"n_cols":10,"rows_kept":34,"cut":false,"hidden":true,"merged":[[7,1,7,3],[32,1,32,4],[33,1,33,4],[19,2,20,3],[21,2,23,3],[24,2,26,3],[27,1,31,3],[8,1,18,1],[8,2,18,3],[19,1,26,1]]}
[]
["１．行為区域の概要　"]
[null,"（※位置及び行為前後の土地利用区分のわかる平面図を添付すること）"]
["行為区域位置",null,null,null,"○○市○○区○○町"]
["行為面積",null,null,null,0]
["行為前後の土地利用区分"]
[]
[null,"区分",null,null,"土地利用の形態の細区分","流出係数","行為前面積\n（ha）","行為後面積\n（ha）"]
[null,"宅地等に該当する土地","第１号関連",null,"宅地"]
[null,null,null,null,"池沼"]
[null,null,null,null,"水路"]
[null,null,null,null,"ため池"]
[null,null,null,null,"道路(法面を有しないもの）"]
[null,null,null,null,"道路（法面を有するもの）"]
[null,null,null,null,"鉄道線路（法面を有しないもの）"]
[null,null,null,null,"鉄道線路（法面を有するもの）"]
[null,null,null,null,"飛行場（法面を有しないもの）"]
[null,null,null,null,"飛行場（法面を有するもの）"]
[null,null,null,null,"太陽光パネル",null,null,null,{"$f":"$F19*$G19","v":0},{"$f":"$F19*$H19","v":0}]
[null,"宅地等以外の土地","第２号\n関　連",null,"不浸透性材料により舗装された土地\n（法面を除く）"]
[null,null,null,null,"不浸透性材料により覆われた法面"]
[null,null,"第３号関連",null,"ゴルフ場（雨水を排除するための排水施設を伴うものに限る）"]
[null,null,null,null,"運動場その他これに類する施設（雨水を排除するための排水施設を伴うものに限る）"]
[null,null,null,null,"ローラーその他これに類する建設機械を用いて締め固められた土地"]
[null,null,"上記第１号から\n第３号に掲げる\n土地以外の土地",null,"山地"]
[null,null,null,null,"人工的に造成され植生に覆われた法面"]
[null,null,null,null,"林地、耕地、原野その他ローラーその他これに類する建設機械を用いて締め固められていない土地"]
[null,"そ　　の　　他"]
[]
[]
[]
[]
[null,"面積計",null,null,null,null,{"$f":"SUM(G9:G32)","v":0},{"$f":"SUM(H9:H32)","v":0}]
[null,"平均流出係数",null,null,null,null,{"$f":"SUMPRODUCT($F$9:$F$32,G9:G32)/$G$33","v":{"$error":"#DIV/0!"}},{"$f":"SUMPRODUCT($F$9:$F$32,H9:H32)/$H$33","v":{"$error":"#DIV/0!"}}]

{"sheet":"２．使用降雨強度及びピーク流入量","index":11,"n_rows":46,"n_cols":13,"rows_kept":46,"cut":false,"hidden":true,"merged":[[3,4,3,5],[4,4,4,5]]}
[]
["２．使用降雨強度及びピーク流量"]
[]
["ピーク流入量（行為前）",null,null,null,null,null,"m3／s"]
["ピーク流入量（行為後）",null,null,null,null,null,"m3／s"]
[]
[]
["降雨強度の推移表　　年　　月　　日"]
[]
[null,"時","分","降雨量\n（mm/h）","時","分","降雨量\n（mm/h）","時","分","降雨量\n（mm/h）","時","分","降雨量\n（mm/h）"]
[null,0,"0－10",null,6,"0－10",null,12,"0－10",null,18,"0－10"]
[null,null,"10－20",null,null,"10－20",null,null,"10－20",null,null,"10－20"]
[null,null,"20－30",null,null,"20－30",null,null,"20－30",null,null,"20－30"]
[null,null,"30－40",null,null,"30－40",null,null,"30－40",null,null,"30－40"]
[null,null,"40－50",null,null,"40－50",null,null,"40－50",null,null,"40－50"]
[null,null,"50－60",null,null,"50－60",null,null,"50－60",null,null,"50－60"]
[null,1,"0－10",null,7,"0－10",null,13,"0－10",null,19,"0－10"]
[null,null,"10－20",null,null,"10－20",null,null,"10－20",null,null,"10－20"]
[null,null,"20－30",null,null,"20－30",null,null,"20－30",null,null,"20－30"]
[null,null,"30－40",null,null,"30－40",null,null,"30－40",null,null,"30－40"]
[null,null,"40－50",null,null,"40－50",null,null,"40－50",null,null,"40－50"]
[null,null,"50－60",null,null,"50－60",null,null,"50－60",null,null,"50－60"]
[null,2,"0－10",null,8,"0－10",null,14,"0－10",null,20,"0－10"]
[null,null,"10－20",null,null,"10－20",null,null,"10－20",null,null,"10－20"]
[null,null,"20－30",null,null,"20－30",null,null,"20－30",null,null,"20－30"]
[null,null,"30－40",null,null,"30－40",null,null,"30－40",null,null,"30－40"]
[null,null,"40－50",null,null,"40－50",null,null,"40－50",null,null,"40－50"]
[null,null,"50－60",null,null,"50－60",null,null,"50－60",null,null,"50－60"]
[null,3,"0－10",null,9,"0－10",null,15,"0－10",null,21,"0－10"]
[null,null,"10－20",null,null,"10－20",null,null,"10－20",null,null,"10－20"]
[null,null,"20－30",null,null,"20－30",null,null,"20－30",null,null,"20－30"]
[null,null,"30－40",null,null,"30－40",null,null,"30－40",null,null,"30－40"]
[null,null,"40－50",null,null,"40－50",null,null,"40－50",null,null,"40－50"]
[null,null,"50－60",null,null,"50－60",null,null,"50－60",null,null,"50－60"]
[null,4,"0－10",null,10,"0－10",null,16,"0－10",null,22,"0－10"]
[null,null,"10－20",null,null,"10－20",null,null,"10－20",null,null,"10－20"]
[null,null,"20－30",null,null,"20－30",null,null,"20－30",null,null,"20－30"]
[null,null,"30－40",null,null,"30－40",null,null,"30－40",null,null,"30－40"]
[null,null,"40－50",null,null,"40－50",null,null,"40－50",null,null,"40－50"]
[null,null,"50－60",null,null,"50－60",null,null,"50－60",null,null,"50－60"]
[null,5,"0－10",null,11,"0－10",null,17,"0－10",null,23,"0－10"]
[null,null,"10－20",null,null,"10－20",null,null,"10－20",null,null,"10－20"]
[null,null,"20－30",null,null,"20－30",null,null,"20－30",null,null,"20－30"]
[null,null,"30－40",null,null,"30－40",null,null,"30－40",null,null,"30－40"]
[null,null,"40－50",null,null,"40－50",null,null,"40－50",null,null,"40－50"]
[null,null,"50－60",null,null,"50－60",null,null,"50－60",null,null,"50－60"]

{"sheet":"３．流出抑制施設諸元 （一定量）","index":12,"n_rows":60,"n_cols":13,"rows_kept":60,"cut":false,"hidden":true,"merged":[[5,2,5,3],[5,5,5,7],[5,11,5,12],[19,2,19,3],[19,5,19,7],[19,11,19,12],[33,2,33,3],[33,5,33,7],[47,2,47,3],[47,5,47,7],[5,1,7,1],[5,4,7,4],[5,9,7,9],[6,2,7,2],[6,3,7,3],[6,10,7,10],[6,11,7,11],[6,12,7,12],[19,1,21,1],[19,4,21,4],[19,9,21,9],[20,2,21,2],[20,3,21,3],[20,10,21,10],[20,11,21,11],[20,12,21,12],[33,1,35,1],[33,4,35,4],[33,9,35,9],[33,10,35,10],[33,11,35,11],[34,2,35,2],[34,3,35,3],[47,1,49,1],[47,4,49,4],[47,9,49,9],[47,10,49,10],[47,11,49,11],[48,2,49,2],[48,3,49,3]]}
[]
["３．流出抑制施設諸元"]
[null,"浸透施設諸元",null,null,null,null,null,null,null,"空隙貯留量諸元"]
[null,"浸透能力",0,"m3/s",null,null,null,null,null,"空隙貯留量",0,"m3"]
[]
[null,"【浸透マス】","単位設計浸透能（ｍ3/ｈｒ/個）",null,"設置数量\n（個）","影響係数",null,null,null,"【浸透マス】\n1個あたり","ます部","砕石部"]
[null,null,"比浸透量（㎡）","飽和透水係数\n（m/hr）",null,"（1）","（2）","（3）",null,null,"体積\n（ｍ3）","体積\n（ｍ3）","空隙率\n（％）"]
[null,null,null,null,null,"内容（１）","内容（２）","内容（３）"]
[null,1,null,null,null,null,null,null,null,1]
[null,2,null,null,null,null,null,null,null,2]
[null,3,null,null,null,null,null,null,null,3]
[null,4,null,null,null,null,null,null,null,4]
[null,5,null,null,null,null,null,null,null,5]
[null,6,null,null,null,null,null,null,null,6]
[null,7,null,null,null,null,null,null,null,7]
[null,8,null,null,null,null,null,null,null,8]
[null,9,null,null,null,null,null,null,null,9]
[null,10,null,null,null,null,null,null,null,10]
[]
[null,"【浸透トレンチ】","単位設計浸透能（ｍ3/ｈｒ/m）",null,"設置数量\n（ｍ）","影響係数",null,null,null,"【浸透トレンチ】\n1mあたり","浸透管部","砕石部"]
[null,null,"比浸透量（㎡）","飽和透水係数\n（m/hr）",null,"（1）","（2）","（3）",null,null,"体積\n（ｍ3）","体積\n（ｍ3）","空隙率\n（％）"]
[null,null,null,null,null,"内容（１）","内容（２）","内容（３）"]
[null,1,null,null,null,null,null,null,null,1]
[null,2,null,null,null,null,null,null,null,2]
[null,3,null,null,null,null,null,null,null,3]
[null,4,null,null,null,null,null,null,null,4]
[null,5,null,null,null,null,null,null,null,5]
[null,6,null,null,null,null,null,null,null,6]
[null,7,null,null,null,null,null,null,null,7]
[null,8,null,null,null,null,null,null,null,8]
[null,9,null,null,null,null,null,null,null,9]
[null,10,null,null,null,null,null,null,null,10]
[]
[null,"【透水性舗装】","単位設計浸透能（ｍ3/ｈｒ/㎡）",null,"設置数量\n（㎡）","影響係数",null,null,null,"【透水性塗装】","体積\n（ｍ3）","空隙率\n（％）"]
[null,null,"比浸透量（㎡）","飽和透水係数\n（m/hr）",null,"（1）","（2）","（3）"]
[null,null,null,null,null,"内容（１）","内容（２）","内容（３）"]
[null,1,null,null,null,null,null,null,null,1]
[null,2,null,null,null,null,null,null,null,2]
[null,3,null,null,null,null,null,null,null,3]
[null,4,null,null,null,null,null,null,null,4]
[null,5,null,null,null,null,null,null,null,5]
[null,6,null,null,null,null,null,null,null,6]
[null,7,null,null,null,null,null,null,null,7]
[null,8,null,null,null,null,null,null,null,8]
[null,9,null,null,null,null,null,null,null,9]
[null,10,null,null,null,null,null,null,null,10]
[]
[null,"【その他】","単位設計浸透能（ｍ3/ｈｒ/単位）",null,"設置数量\n（単位）","影響係数",null,null,null,"【その他】","体積\n（ｍ3）","空隙率\n（％）"]
[null,null,"比浸透量（㎡）","飽和透水係数\n（m/hr）",null,"（1）","（2）","（3）"]
[null,null,null,null,null,"内容（１）","内容（２）","内容（３）"]
[null,1,null,null,null,null,null,null,null,1]
[null,2,null,null,null,null,null,null,null,2]
[null,3,null,null,null,null,null,null,null,3]
[null,4,null,null,null,null,null,null,null,4]
[null,5,null,null,null,null,null,null,null,5]
[null,6,null,null,null,null,null,null,null,6]
[null,7,null,null,null,null,null,null,null,7]
[null,8,null,null,null,null,null,null,null,8]
[null,9,null,null,null,null,null,null,null,9]
[null,10,null,null,null,null,null,null,null,10]

{"sheet":"３．流出抑制施設諸元 （浸透施設）","index":13,"n_rows":62,"n_cols":19,"rows_kept":62,"cut":false,"hidden":true,"merged":[[4,7,4,8],[6,1,6,6],[8,1,8,2],[9,1,9,2],[9,6,9,7],[10,6,10,7],[11,6,11,7],[12,6,12,7],[13,6,13,7],[14,1,14,6],[15,1,15,3],[16,1,16,2],[16,9,16,10],[17,1,17,2],[17,9,17,10],[18,1,18,2],[18,9,18,10],[19,1,19,2],[19,9,19,10],[20,1,20,2],[20,9,20,10],[21,1,21,2],[21,9,21,10],[22,1,22,2],[22,9,22,10],[25,1,25,6],[27,3,27,4],[27,7,27,8],[27,12,27,13],[30,1,30,2],[31,1,31,2],[32,1,32,2],[33,1,33,2],[34,1,34,2],[35,1,35,2],[36,1,36,2],[37,1,37,2],[38,1,38,2],[39,1,39,2],[41,3,41,4],[41,7,41,8],[41,12,41,13],[44,1,44,2],[45,1,45,2],[46,1,46,2],[47,1,47,2],[48,1,48,2],[49,1,49,2],[50,1,50,2],[51,1,51,2],[52,1,52,2],[53,1,53,2],[56,1,56,2],[56,6,56,7],[57,1,57,2],[58,1,58,2],[59,1,59,6],[10,1,11,1],[12,1,13,1],[27,1,29,2],[27,5,29,5],[27,6,29,6],[27,10,29,10],[27,15,29,15],[27,16,29,16],[27,17,29,17],[27,18,29,18],[28,3,29,3],[28,4,29,4],[28,7,29,7],[28,8,29,8],[28,11,29,11],[28,12,29,12],[28,13,29,13],[41,1,43,2],[41,5,43,5],[41,6,43,6],[41,10,43,10],[42,3,43,3],[42,4,43,4],[42,7,43,7],[42,8,43,8],[42,11,43,11],[42,12,43,12],[42,13,43,13]]}
[]
["３．流出抑制施設諸元"]
[]
[]
[]
["透水性舗装"]
[]
[null,"基本諸元"]
[null,"設置数量(舗装面積) (m2)"]
[null,"飽和透水係数 （m/hr）",null,null,null,null,"上層路盤での貯留率(%)",null,{"$f":"L21","v":0}]
[null,"比浸透量算定定数\nK=aH+b","a",null,null,null,"下層路盤での貯留率(%)",null,{"$f":"L22","v":0}]
[null,null,"b",null,null,null,"下層路盤厚(mm)",null,{"$f":"D22","v":0}]
[null,"目詰まり\n係数","C1",null,null,null,"下層路盤での貯留量(mm)",null,{"$f":"M22","v":0}]
[null,null,"C2",null,null,null,"貯留量の合計(mm)",null,{"$f":"M23","v":0}]
[]
[null,"貯留率と水拘束率"]
[null,null,null,"厚さ(mm)","空気間隙率\n(%)","空気間隙率との関係","水拘束率\n(%)","水拘束量\n(mm)","貯留率\n(%)","貯留量\n(mm)",null,"STEP2での\n貯留率\n(%)","STEP2での\n貯留量\n(mm)"]
[null,"関係式",null,"a","b","b'","c","a×c/100","d (=b+b')","a×d/100",null,"d-c","a×(d-c)/100"]
[null,"表層",null,null,null,null,null,{"$f":"D19*G19/100","v":0},{"$f":"E19+F19","v":0},{"$f":"D19*I19/100","v":0},null,{"$f":"I19-G19","v":0},{"$f":"D19*(I19-G19)/100","v":0}]
[null,"中間層・基層",null,null,null,null,null,{"$f":"D20*G20/100","v":0},{"$f":"E20+F20","v":0},{"$f":"D20*I20/100","v":0},null,{"$f":"I20-G20","v":0},{"$f":"D20*(I20-G20)/100","v":0}]
[null,"上層路盤",null,null,null,null,null,{"$f":"D21*G21/100","v":0},{"$f":"E21+F21","v":0},{"$f":"D21*I21/100","v":0},null,{"$f":"I21-G21","v":0},{"$f":"D21*(I21-G21)/100","v":0}]
[null,"下層路盤",null,null,null,null,null,{"$f":"D22*G22/100","v":0},{"$f":"E22+F22","v":0},{"$f":"D22*I22/100","v":0},null,{"$f":"I22-G22","v":0},{"$f":"D22*(I22-G22)/100","v":0}]
[null,"合計",null,{"$f":"SUM(D19:D22)","v":0},"-","-","-",{"$f":"SUM(H19:H22)","v":0},"-",{"$f":"SUM(J19:J22)","v":0},null,"-",{"$f":"SUM(M19:M22)","v":0}]
[]
["浸透マス・トレンチ"]
[]
[null,"浸透能諸元",null,null,null,null,null,null,null,null,"空隙貯留諸元"]
[null,"【浸透マス】",null,"単位設計浸透能（ｍ3/ｈｒ/個）",null,"設置数量\n（個）","設計水頭\n(m)","影響係数",null,null,"【浸透マス】\n1個あたり","ます部","砕石部",null,null,"Σ","設計浸透量","平均設計水頭","設計空隙貯留量"]
[null,null,null,"比浸透量（㎡）","飽和透水係数\n（m/hr）",null,null,"地下水位\n係数","目詰まり\n係数",null,null,"体積\n（ｍ3）","体積\n（ｍ3）","空隙率\n（％）"]
[null,null,null,null,null,null,null,null,null,null,null,null,null,null,"小計"]
[null,1,null,null,null,null,null,1,1,null,1,null,null,null,null,{"$f":"D31*E31*F31*G31*H31*I31","v":0},{"$f":"D31*E31*F31*H31*I31","v":0},null,{"$f":"L31*M31/100","v":0}]
[null,2,null,null,null,null,null,1,1,null,2,null,null,null,null,0,0,null,0]
[null,3,null,null,null,null,null,1,1,null,3,null,null,null,null,0,0,null,0]
[null,4,null,null,null,null,null,1,1,null,4,null,null,null,null,0,0,null,0]
[null,5,null,null,null,null,null,1,1,null,5,null,null,null,null,0,0,null,0]
[null,6,null,null,null,null,null,1,1,null,6,null,null,null,null,0,0,null,0]
[null,7,null,null,null,null,null,1,1,null,7,null,null,null,null,0,0,null,0]
[null,8,null,null,null,null,null,1,1,null,8,null,null,null,null,0,0,null,0]
[null,9,null,null,null,null,null,1,1,null,9,null,null,null,null,0,0,null,0]
[null,10,null,null,null,null,null,1,1,null,10,null,null,null,null,0,0,null,0]
[]
[null,"【浸透トレンチ】",null,"単位設計浸透能（ｍ3/ｈｒ/m）",null,"設置数量\n（ｍ）","設計水頭\n(m)","影響係数",null,null,"【浸透トレンチ】\n1mあたり","浸透管部","砕石部"]
[null,null,null,"比浸透量（㎡）","飽和透水係数\n（m/hr）",null,null,"地下水位\n係数","目詰まり\n係数",null,null,"体積\n（ｍ3）","体積\n（ｍ3）","空隙率\n（％）"]
[]
[null,1,null,null,null,null,null,1,1,null,1,null,null,null,null,{"$f":"D45*E45*F45*G45*H45*I45","v":0},{"$f":"D45*E45*F45*H45*I45","v":0},null,{"$f":"L45*M45/100","v":0}]
[null,2,null,null,null,null,null,1,1,null,2,null,null,null,null,0,0,null,0]
[null,3,null,null,null,null,null,1,1,null,3,null,null,null,null,0,0,null,0]
[null,4,null,null,null,null,null,1,1,null,4,null,null,null,null,0,0,null,0]
[null,5,null,null,null,null,null,1,1,null,5,null,null,null,null,0,0,null,0]
[null,6,null,null,null,null,null,1,1,null,6,null,null,null,null,0,0,null,0]
[null,7,null,null,null,null,null,1,1,null,7,null,null,null,null,0,0,null,0]
[null,8,null,null,null,null,null,1,1,null,8,null,null,null,null,0,0,null,0]
[null,9,null,null,null,null,null,1,1,null,9,null,null,null,null,0,0,null,0]
[null,10,null,null,null,null,null,1,1,null,10,null,null,null,null,0,0,null,0]
[]
[null,"統合諸元"]
[null,"設計浸透能(m3/hr)",null,{"$f":"Q59","v":0}]
[null,"平均設計水頭(m)",null,{"$f":"IF(D57>0,+R59,0)","v":0}]
[null,"設計空隙貯留量(m3)",null,{"$f":"S59","v":0},null,null,null,null,null,null,null,null,null,null,"総合計",{"$f":"P61+P62","v":0},{"$f":"Q61+Q62","v":0},{"$f":"P59/Q59","v":{"$error":"#DIV/0!"}},{"$f":"S61+S62","v":0}]
[]
[null,null,null,null,null,null,null,null,null,null,null,null,null,null,"マス",{"$f":"SUM(P31:P40)","v":0},{"$f":"SUM(Q31:Q40)","v":0},{"$f":"P61/Q61","v":{"$error":"#DIV/0!"}},{"$f":"SUM(S31:S40)","v":0}]
[null,null,null,null,null,null,null,null,null,null,null,null,null,null,"トレンチ",{"$f":"SUM(P45:P54)","v":0},{"$f":"SUM(Q45:Q54)","v":0},{"$f":"P62/Q62","v":{"$error":"#DIV/0!"}},{"$f":"SUM(S45:S54)","v":0}]

{"sheet":"３．流出抑制施設諸元（調整池諸元）","index":14,"n_rows":13,"n_cols":5,"rows_kept":13,"cut":false,"hidden":true,"merged":[[5,1,5,2],[10,1,10,2],[6,1,9,1]]}
[]
["３．流出抑制施設諸元"]
[null,"　（※流出抑制施設の配置位置（平面図）、構造諸元のわかる図面を添付すること）"]
[null,"調整池諸元"]
[null,"放流口径（2段オリフィスの場合は、上・下段の雨諸元を記載）"]
[null,null,null,"下段","上段（２段オリフィスの場合）"]
[null,"放流口形状","形状"]
[null,null,"直径"]
[null,null,"高さ"]
[null,null,"幅"]
[null,"管底位置（池底から）"]
[]
[null,"Ｈ","Ｖ"]

{"sheet":"３．流出抑制施設諸元（調整池諸元_ポンプ排水）","index":15,"n_rows":6,"n_cols":6,"rows_kept":6,"cut":false,"hidden":true,"merged":[]}
[]
["３．流出抑制施設諸元（ポンプ排水）"]
[null,"　（※流出抑制施設の配置位置（平面図）、構造諸元のわかる図面を添付すること）"]
[]
[null,"調整池諸元",null,null,"ポンプ諸元"]
[null,"Ｈ","Ｖ",null,"Ｈ","Q"]

{"sheet":"３．流出抑制施設諸元 （調節計算結果）","index":16,"n_rows":5,"n_cols":16,"rows_kept":5,"cut":false,"hidden":true,"merged":[]}
[]
["３．流出抑制施設諸元",null,null,null,null,null,null,null,null,null,"時刻","行為後流入量","浸透考慮後流入量","許容放流量","調節後放流量","調整池水位"]
["調節計算結果"]
[null,"最大流入量（行為後）",null,"m3/s"]
[null,"最大放流量",null,"m3/s","＜","許容放流量",null,"m3/s"]